## Start
Planningtool - CANADA V-6.0
DEGERtracker according OBC 2012 / National Building Code of Canada
Read the complete user guide before using this software!
START PROGRAM

## Basic-Menue
Planningtool - CANADA V-6.0
DEGERtracker according OBC 2012 / National Building Code of Canada
Installation company: | [5 empty] | Customer address:
Company:
Contact Partner: | [5 empty] | Customer: | [7 empty] | Date:
Address: | [5 empty] | Address:
Post Code/Place: | [5 empty] | Post Code/Place: | [7 empty] | Signature installation company/distributor:
Tel: | [5 empty] | Tel:
Email: | [5 empty] | Email:
| Project location: | [24 empty] | Freiland | [8 empty] | Überprüfung zulässiges Modulgewicht:
ENTRIES | [10 empty] | RESULT | [14 empty] | Fundament unterirdisch | FALSE |  | Gebäudeintegriert |  |  | Fehlermeldungen / Hinweise |  |  | WINDLAST |  |  |  | SCHNEELAST
Project site | [10 empty] | DEGER tracking system | [20 empty] | Freiland | FALSE
reference velocity pressure: |  |  |  | ATTENTION!!! Please select location site! | [27 empty] | Gebäude | FALSE |  | Auslegungs-Windlast | 0 |  |  | Auslegungs-Schneelast | 0
|  |  | kN/m² |  |  | snow load: |  | kN/m² |  |  | applicable gust velocity pressure qd (full factored) |  |  |  |  | qd= | 0 | kN/m² | [13 empty] | beide/keines ausgewählt? | 1 |  | relevante Windlast (i.A. des Trakertyps) | 0 | kg/m² |  | relevante Schneelast (i.A. des Trakertyps) | 0 | kg/m²
[35 empty] | vorhandene Gesamtlast aus Wind: | #DIV/0! | kg |  | vorhandene Gesamtlast aus Schnee: | #DIV/0! | kg
Determine the reference velocity pressure q50 for the installation site as given in Supplementary Standard SB-1. Please use the bottom beside. | [31 empty] | Freiland + Standardmast + unterird. Fund. | FALSE
[11 empty] | Reference value according to OBC / NBCC |  |  | DEGERtracker D100 |  | qref.= | 0.5 | kN/m² | #DIV/0! | [15 empty] | maximale Windlast: |  |  | max. Fläche: | maximale Schneelast: |  |  | max. Fläche: |  | MIN-Fläche
[14 empty] | DEGERtracker 8.5, S70, D80 |  | qref.= | 0.8 | kN/m² | #DIV/0! | [12 empty] | TOPtraker 40NT | FALSE | 1 | DEGERtraker 8.5 ohne Unterkonstruktion | 564.25 | kg | #DIV/0! | m² | 100000 | kg | 6.1 | m² | #DIV/0! | m²
Exposure Factor: | [13 empty] | DEGERtracker D60H |  | qref.= | 1.35 | kN/m² | #DIV/0! | [9 empty] | gewählte Lösung | 5 |  |  |  | 2 | DEGERtraker 8.5 mit Unterkonstruktion | 786.25 | kg | #DIV/0! | m² | 100000 | kg | 8.5 | m² | #DIV/0! | m²
[29 empty] | Höhe gew. Standardlösung | 0 |  | Modulanordnung: |  |  | DEGERtraker 40NT | 2500 | kg | #DIV/0! | m² | 100000 | kg | 40 | m² | #DIV/0! | m²
[11 empty] | The different DEGERtracker are allocated the following permissible module surface based on the values entered: | [17 empty] | + halbe Modulfläche (2-achsige Systeme) | 0 |  | 3000NT/HD oder S-Serie | FALSE |  | DEGERtraker S60H | 6136 | kg | #DIV/0! | m² | 100000 | kg | 41.6 | m² | #DIV/0! | m²
ATTENTION!!! Please determine the exposure | [28 empty] | + Länge über Dach objektspezifische Lösung | 0 |  |  |  | 3 | DEGERtraker S70 | 3337.5 | kg | #DIV/0! | m² | 1201.5 | kg | #DIV/0! | m² | #DIV/0! | m²
Topographic Effects: | [28 empty] | + Gebäudehöhe | 0 | [7 empty] | #DIV/0!
[11 empty] | DEGERtracker 8.5 without substructure |  |  | max. permissible module area* |  |  | #DIV/0! | m² | #DIV/0! | [9 empty] | Aufstellhöhe | 0 |  |  |  |  | DEGERtraker 3000NT | 1562.5 | kg | #DIV/0! | m² | 1187.5 | kg | #DIV/0! | m² | #DIV/0! | m²
[11 empty] | DEGERtracker 8.5 with substructure |  |  | max. permissible module area* |  |  | #DIV/0! | m² | #DIV/0! | [15 empty] | DEGERtraker 3000HD | 3687.5 | kg | #DIV/0! | m² | 1187.5 | kg | #DIV/0! | m² | #DIV/0! | m²
[11 empty] | DEGERtracker S70 |  |  | max. permissible module area* |  |  | #DIV/0! | m² | #DIV/0! | [6 empty] | gewählter Mast | 5 | [7 empty] | DEGERtraker 5000NT | 2500 | kg | #DIV/0! | m² | 1900 | kg | #DIV/0! | m² | #DIV/0! | m²
[11 empty] | DEGERtracker D60H |  |  | max. permissible module area* |  |  | #NUM! | m² | #NUM! | #NUM! | [5 empty] | gew. Mastlänge | 0 | [6 empty] | 5 | DEGERtraker D60H | 5900 | kg | #DIV/0! | m² | 1900 | kg | #DIV/0! | m² | #DIV/0! | m²
| Field assembly |  |  |  |  | Building-integrated |  |  |  |  | DEGERtracker D80 |  |  | max. permissible module area* |  |  | #NUM! | m² | #NUM! | #NUM! | #NUM! |  |  |  |  | + halbe Modulfläche (2-achsige Systeme+40NT) | 0 | [6 empty] | 6 | DEGERtraker D80 | 4902.5 | kg | #DIV/0! | m² | 1192.5 | kg | #DIV/0! | m² | #DIV/0! | m²
Please select wanted mast: |  |  |  |  | Building height |  |  | m |  |  | DEGERtracker D100 |  |  | max. permissible module area* |  |  | #NUM! | m² | #NUM! | #NUM! | #NUM! | #NUM! |  |  |  | + Länge selbst gefertigter Mast+anderer Mast | 0 |  | maßgebende Aufstellhöhe: | 0 |  |  |  | 7 | DEGERtraker D100 | 4412.5 | kg | #DIV/0! | m² | 1588.5 | kg | #DIV/0! | m² | #DIV/0! | m²
[14 empty] | * depending on the project location | [11 empty] | + Länge selbst gefertigter Mast | 0 |  | (wenn Freiland und Gebäudeintegriert ausgewählt -Fehlermeldung!)
other mast length:* | [10 empty] | The calculations are based on an Importance Factor IW = 0.8 and a Gust Effect Factor Cg = 2.0. An adaption of this factors during final design-planning has to be approved by the local building official! | [14 empty] | Höhe System bei S-Serie + 8.5 (selbst gef. Mast) | 0 | [7 empty] | maximale Windlast (i.A. des Trakertyps) | 3337.5 | kg |  | maximale Schneelast (i.A. des Trakertyps) | 1201.5 | kg
[5 empty] | Mast length above building: | [20 empty] | - 0,70m bei unterird. Fundament 2 achsig. | 0 | 0
*mast and foundation must be calculated and designed in regard to the local building code and DEGER's specification! | [7 empty] | m | [17 empty] | Aufstellhöhe | 0
[11 empty] | Calculations are made according OBC 2012 / NBCC 2005. Regional regulations must also be taken into account in determining the site-related loads. If necessary, corresponding values must be established on site by appropriate planners! | [23 empty] | max zul. Modulfläche in Abh. des Modulgewichts (incl. +3%): | #DIV/0! | m² |  | max zul. Modulfläche in Abh. des Modulgewichts (incl. +5%): | #DIV/0! | m²
|  |  | Height of the system |  |  | 0 |  | m | [17 empty] | Stimmen gewähler Mast und gewähltes System überein? | [8 empty] | vorh. Modulfläche lt. Windlast: | 0 | m² |  | vorh. Modulfläche lt. Windlast: | #DIV/0! | m²
[21 empty] | DEGERtraker 8.5 ohne Unterkonstruktion |  | #DIV/0! |  |  |  | gew. System | Freiland | Gebäude | relevant |  |  |  |  | max. zul. Fläche > vorh. Fläche? | #DIV/0! |  |  | max. zul. Fläche > vorh. Fläche? | #DIV/0!
Customer is responsible for supplying correct information. DEGERenergie cannot be held responsible ‎for systems that are not constructed in accordance with an approved module layout plan | [20 empty] | DEGERtraker 8.5 mit Unterkonstruktion |  | #DIV/0! |  |  | DEGERtraker 8.5 ohne Unterkonstruktion | 0 | FALSE | 0 | 0 | 0
Photovoltaic module | [20 empty] | DEGERtraker S70 |  | #DIV/0! |  |  | DEGERtraker 8.5 mit Unterkonstruktion | 0 | FALSE | 0 | 0 | 0 |  |  |  | Modulgewicht zulässig?? | #DIV/0!
Please specify the modules specifications. | [20 empty] | DEGERtraker D60H |  | #NUM! |  |  | DEGERtraker 40NT |  |  |  | 0 | 0 |  |  |  | max. zulässige Modulfläche | #DIV/0! | m² |  | Schnee nicht maßgebend - schräge Modulfläche
Please specify the module weight! | [6 empty] | #DIV/0! |  |  |  |  | Which tracking system is used? | [8 empty] | DEGERtraker D80 |  | #NUM! |  |  | DEGERtraker S-Serie | 0 | FALSE | FALSE | 0 | 0 |  |  |  | spez. Modulgewicht: | #DIV/0! | kg/m²
Module length L |  | mm |  | in. | [16 empty] | DEGERtraker D100 |  | #NUM! |  |  | DEGERtraker 3000NT |  |  |  | 0 | 0 |  |  |  | Meldung? | #DIV/0!
Module width W |  | mm |  | in. |  |  |  |  | Maximum possible installation: |  |  |  | #DIV/0! | Modules | max. permissible module surface: | [10 empty] | DEGERtraker 3000HD |  |  |  | 0 | 0 |  |  |  | (wenn Gesamtgewicht überschritten und Modulgewicht größer 12.5kg/m²)
Module height H |  | mm |  | in. |  |  |  |  | ― | #DIV/0! | Rows in landscape of |  | #DIV/0! | modules |  | #DIV/0! | m² | [8 empty] | DEGERtraker 5000NT |  |  |  | 0 | 0
[9 empty] | ― | #DIV/0! | Rows in landscape of |  | #DIV/0! | modules | utilized from this (surface) | [10 empty] | DEGERtraker D60H | 0 | FALSE | FALSE | 0 | 0
Module weight |  | kg |  | Ibs. |  |  |  |  | ¦ | #DIV/0! | Rows in portrait of |  | #DIV/0! | modules | hier ausgenutzt: | #DIV/0! | m² | [8 empty] | DEGERtraker D80 | 0 | FALSE | 0 | 0 | 0
[9 empty] | Together with the sales confirmation you will also receive a detailed module layout. This module layout has to be adhered. | [16 empty] | DEGERtraker D100 | 0 | FALSE | 0 | 0 | 0
Nominal output |  | Wp | [7 empty] | installable power per Tracker |  |  |  | #DIV/0! | Watt Peak
[22 empty] | gewähltes System | 4 | [6 empty] | Ergebnis | 0
Selected system is not compatible with chosen mast! Please control entry! | [13 empty] | Please print this page and include it with your order!! | [6 empty] | max. Fläche für gewählten Traker-Typ: |  | #DIV/0!
Note!! Choose outdoor assembly OR building-integrated!! Please control entry!! | [20 empty] | installierbare Fläche: |  | #DIV/0! |  |  | Umrechnungsfaktor | 25.4 | in. in m
Dimensions only in mm or inch! | [26 empty] | 0.45359 | Ibs in kg
Standard clamps of DEGER cannot be used for these modules!
[21 empty] | System | Windlast in kg | Modulfläche m² | Schneelast |  | Umrechnung in mm und kg
[20 empty] | 1 | DEGERtracker 8.5 without substructure | 80 | #DIV/0! | 0 |  | Module length L | 0 | mm
[20 empty] | 2 | DEGERtracker 8.5 with substructure | 80 | #DIV/0! | 0 |  | Module width B | 0 | mm
[20 empty] | 3 | DEGERtracker S70 | 50 | #NUM! | 10 |  | Module height H | 0 | mm
4
[20 empty] | 5 | DEGERtracker D60H | 135 | 0 | 35 |  | Module weight | 0 | kg
[20 empty] | 6 | DEGERtracker D80 | 80 | 0 | 10
[20 empty] | 7 | DEGERtracker D100 | 50 | 0 | 10 |  | Resultat
[26 empty] | Module length L | 0
[26 empty] | Module width B | 0
[20 empty] | Nr. | Typ |  | G.Länge |  |  | Module height H | 0
[20 empty] | 1 | DEGERtracker 8.5 ( with 0,7m foundation) |  | 3.25
[20 empty] | 2 | DEGERtracker 8.5 (without foundation) |  | 2.55 |  |  | Module weight | 0
[20 empty] | 3 | S-Series (standard) |  | 3.34
[20 empty] | 4 | S-Series (without 40cm high substructure) |  | 2.94
[20 empty] | 5 |  |  | 0
[20 empty] | 6 | mast length 3,4m D60H D80 |  | 3.7
[20 empty] | 7 | mast length 4,0m D60H D80 D100 |  | 4.3
[20 empty] | 8 | mast length 4,5m D100 |  | 4.8
[20 empty] | 9 | mast length 5,0m D60H D80 D100 |  | 5.3
[20 empty] | 10 | mast length 6,0m D60H D80 D100 |  | 6.3
[20 empty] | 11 | mast length 8.0m D60H D80 D100 |  | 8.3
[20 empty] | 12 |  |  | 0
[20 empty] | 13 | Steel Foundation D-Series |  | 4.2
[20 empty] | 14 |  |  | 0
[20 empty] | 15 | other mast |  | 0
Gebäudeintegrierte Masten
[20 empty] | 1 | DEGERtracker 8.5 ( with 0,7m high foundation) |  | 3.25
[20 empty] | 2 | DEGERtracker 8.5 (without foundation) |  | 2.55
[20 empty] | 3 | S-Series (with 40cm high substructure) |  | 3.34
[20 empty] | 4 | S-Series (without 40cm high substructure) |  | 2.94
[20 empty] | 5 |  |  | 0
[20 empty] | 6 | Standard solution D60H |  | 0
7
[20 empty] | 8 | project specific solution |  | 0
Gebäudehöhe und Mastlänge über Gebäude entscheidend
Hills and escarpments can significantly amplify wind speeds near the ground and this should be reflected in the exposure factor for systems located on a hill or escarpment. Please contact a appropriate planner on site to establish corresponding values!
The DEGERtracker will not be installed on isolated hills, ridges, and escarpments constituting.
Determination of the reference velocity pressure
Print calculation
Calculate
Determination of the Exposure
Below-ground foundation

## Formulas OBC (hidden)
Planning-Tool - CANADA V-5.4
DEGERtraker according OBC 2012 / National Building Code of Canada
Determination of full factored wind load qDESIGN
qd = q50 * IW * ce * cg= |  | 0 | kN/m²
reference velocity pressure q50: | 0 | kN/m²
Importance Factor IW: | 0.8
exposure factor Ce: | 0
gust effect factor Cg: | 2
Determination of Exposure Factor Ce:
| 0 | 0 | 0 | Prüfung Mehrfachnen.
| 0 | 0 | 0 | 0 | TRUE | (wenn 0 oder grösser 1 dann Fehlermeldung)
Exposure: | open terrain | rough terrain | intermediate terrain
α: | 0 | 0 | 0 | 0
zg (ft): | 0 | 0 | 0 | 0
Height h: (m) | 0 | 0 | 0
| (h/10)0.2 | 0.7*(h/12)0.3 | interpolation | Interpolation
Ce= | 0 | 0 | 0.70909 | xr= | 0.9
minimum value: | 0.9 | 0.7 | 0.7
Ce= | 0.9 | 0.7 | 0.70909
| 0 | 0 | 0
Exposure Factor Ce= | 0 |  |  | FALSE
Aufstellhöhe definieren
Es muss festgelegt werden, ob die Anlage auf ebenem Gelände steht, oder an/auf einem Geländespung oder Hügel
Ebene |  |  | TRUE | 1
Geländesprung |  |  | FALSE | 0
|  |  | Summe | 1 | (wenn 0 oder grösser 1 dann Fehlermeldung)

## Kurve (hidden)
| Windlast q | Modulfläche Amax.
DEGERtraker 5000HD | 1.35 | 40
DEGERtraker 6000NT | 0.8 | 53
DEGERtraker 9000NT | 0.5 | 70.6
Trendlinie: | y = 47,215x-0,571
Eingabewert q |  | 0.8
max. mögliche Modulfläche: |  | 53.631
Umkehrung
Eingabewert A |  | 41.5
max. mögliche Windlast q: |  | 1.2535

## Confirmation
Important information
The calculations are based on an Importance Factor IW = 0.8 and a Gust Effect Factor Cg = 2.0. An adaption of these factors during final design-planning has to be approved by the local building official!
Calculations are made according OBC 2012 / NBCC 2005. Regional regulations must also be taken into account in determining the site-related loads. If necessary, corresponding values must be established on site by appropriate planners!
I confirm the terms and condition of DEGER
Customer is responsible for supplying correct information. DEGER cannot be held responsible ‎for systems that are not constructed in accordance with an approved module layout plan.
Please print this page and include it with your order!!
Confirmation / Print
BACK to the basic menue

## Provinces
Planningtool - CANADA V-6.0
DEGERtracker according OBC 2012 / National Building Code of Canada
Please choose relevant province!!
BACK to the basic menue
British Columbia
New Brunswick
Prince Edward Island
Alberta
Nova Scotia
Saskatchewan
Manitoba
Ontario
Quebec
Nunavut
Northwest Territories
Yukon
Newfoundland

## British Columbia
Planningtool - CANADA V-6.0
DEGERtracker according OBC 2012 / National Building Code of Canada
Please choose relevant location in the list by clicking!! - Please pay attention to the notes below! SCROLL DOWN THIS PAGE COMPLETELY!
Province British Columbia
[6 empty] | Selected location: | Richmond |  | q1/50: | 0.48 | kPa (kN/m²)
[9 empty] | Ss: | 1.5 | kPa (kN/m²)
Design Datas for Selected Location
| Province and Location | Elev., | Design Temperature |  |  |  | Degree-Days Below 18°C | 15 min. Rain | One Day Rain, 1/50 | Ann. Rain | Moist Index | Ann. Tot. Ppn., | Driving Rain Wind Pressure | Snow Load |  | Hourly Wind |  | Seismic Data
|  |  | January |  | July 2.5% |  |  |  | mm |  |  |  |  | kPa, 1/50 |  | Pressures, kPa
|  | m | 2.5% °C | 1% °C | Dry °C | Wet °C |  | mm | mm | mm |  | mm | Pa. 1/5 | Ss | Sr | 1/10 | 1/50 | Sa(0.2) | Sa(0.5) | Sa(1.0) | Sa(2.0) | PGA
| Richmond | 5 | -7 | -9 | 27 | 19 | 3000 | 8 | 86 | 1070 | 1.2 | 1100 | 160 | 1.5 | 0.2 | 0.36 | 0.48 | 1 | 0.68 | 0.34 | 0.18 | 0.5
82
British Columbia
1 | 100 Mile House | 1040 | -28 | -31 | 30 | 18 | 5150 | 10 | 48 | 300 | 0.44 | 425 | 60 | 2.6 | 0.3 | 0.3 | 0.39 | 0.28 | 0.17 | 0.11 | 0.063 | 0.14
2 | Abbotstord | 10 | -10 | -11 | 29 | 20 | 3100 | 10 | 112 | 1525 | 1.59 | 1600 | 160 | 2 | 0.3 | 0.42 | 0.62 | 0.92 | 0.62 | 0.31 | 0.17 | 0.45
3 | Agassiz | 15 | -13 | -15 | 31 | 20 | 2950 | 8 | 128 | 1650 | 1.71 | 1700 | 160 | 2.4 | 0.7 | 0.57 | 0.75 | 0.67 | 0.5 | 0.29 | 0.16 | 0.32
4 | Alberni | 12 | -5 | -7 | 31 | 18 | 3400 | 10 | 144 | 1900 | 2 | 2000 | 220 | 3 | 0.4 | 0.47 | 0.63 | 0.75 | 0.55 | 0.3 | 0.16 | 0.35
5 | Ashcroft | 305 | -25 | -28 | 34 | 20 | 3700 | 10 | 37 | 250 | 0.25 | 300 | 80 | 1.7 | 0.1 | 0.28 | 0.38 | 0.33 | 0.26 | 0.16 | 0.093 | 0.16
6 | Beatton River | 840 | -37 | -39 | 25 | 18 | 6700 | 13 | 64 | 330 | 0.53 | 450 | 80 | 3.3 | 0.1 | 0.22 | 0.3 | 0.12 | 0.056 | 0.023 | 0.014 | 0.059
7 | Burns Lake | 755 | -30 | -33 | 25 | 17 | 5500 | 10 | 54 | 300 | 0.56 | 450 | 100 | 3.4 | 0.2 | 0.3 | 0.39 | 0.12 | 0.062 | 0.043 | 0.028 | 0.059
8 | Cache Creek | 455 | -25 | -28 | 34 | 20 | 3700 | 10 | 37 | 250 | 0.25 | 300 | 80 | 1.7 | 0.2 | 0.29 | 0.39 | 0.33 | 0.25 | 0.16 | 0.091 | 0.16
9 | Campbell River | 20 | -7 | -9 | 26 | 18 | 3400 | 10 | 123 | 1500 | 1.59 | 1600 | 260 | 3.3 | 0.4 | 0.46 | 0.64 | 0.62 | 0.46 | 0.28 | 0.15 | 0.28
10 | Carmi | 845 | -24 | -26 | 33 | 20 | 4900 | 10 | 64 | 325 | 0.38 | 550 | 60 | 3.9 | 0.2 | 0.24 | 0.38 | 0.28 | 0.17 | 0.09 | 0.053 | 0.14
11 | Castlegar | 430 | -19 | -22 | 32 | 20 | 3700 | 10 | 54 | 560 | 0.64 | 700 | 60 | 4.2 | 0.1 | 0.23 | 0.34 | 0.27 | 0.16 | 0.081 | 0.045 | 0.14
12 | Chetwynd | 605 | -35 | -38 | 27 | 18 | 5800 | 15 | 75 | 400 | 0.58 | 625 | 60 | 2.4 | 0.2 | 0.32 | 0.4 | 0.24 | 0.14 | 0.064 | 0.035 | 0.12
13 | Chilliwack | 10 | -12 | -13 | 30 | 20 | 2950 | 8 | 139 | 1625 | 1.68 | 1700 | 160 | 2.2 | 0.3 | 0.48 | 0.72 | 0.73 | 0.51 | 0.29 | 0.16 | 0.35
14 | Comox | 15 | -7 | -9 | 27 | 18 | 3150 | 10 | 112 | 1175 | 1.28 | 1200 | 260 | 2.6 | 0.4 | 0.45 | 0.65 | 0.66 | 0.49 | 0.28 | 0.16 | 0.3
15 | Courtenay | 10 | -7 | -9 | 28 | 18 | 3150 | 10 | 112 | 1400 | 1.49 | 1450 | 260 | 2.6 | 0.4 | 0.45 | 0.65 | 0.65 | 0.48 | 0.28 | 0.16 | 0.3
16 | Cranbrook | 910 | -27 | -30 | 32 | 19 | 4650 | 10 | 59 | 275 | 0.3 | 400 | 100 | 3 | 0.2 | 0.22 | 0.33 | 0.27 | 0.16 | 0.08 | 0.045 | 0.14
17 | Crescent Valley | 585 | -20 | -23 | 31 | 19 | 3900 | 10 | 54 | 675 | 0.75 | 850 | 80 | 4.2 | 0.1 | 0.22 | 0.33 | 0.27 | 0.16 | 0.081 | 0.045 | 0.14
18 | Crofton | 5 | -6 | -8 | 28 | 18 | 3150 | 8 | 86 | 925 | 1.06 | 950 | 160 | 1.8 | 0.2 | 0.48 | 0.63 | 1.1 | 0.74 | 0.37 | 0.18 | 0.54
19 | Dawson Creek | 665 | -36 | -39 | 27 | 18 | 6050 | 18 | 80 | 325 | 0.49 | 475 | 100 | 2.5 | 0.2 | 0.31 | 0.4 | 0.12 | 0.07 | 0.035 | 0.021 | 0.063
20 | Dog_Creek | 450 | -28 | -30 | 29 | 18 | 5200 | 10 | 48 | 275 | 0.41 | 375 | 100 | 1.8 | 0.2 | 0.31 | 0.4 | 0.32 | 0.25 | 0.15 | 0.088 | 0.16
21 | Duncan | 10 | -6 | -8 | 29 | 18 | 3150 | 8 | 107 | 1000 | 1.13 | 1050 | 180 | 1.8 | 0.4 | 0.48 | 0.63 | 1.1 | 0.74 | 0.37 | 0.18 | 0.54
22 | Elko | 1065 | -28 | -31 | 29 | 19 | 4800 | 13 | 64 | 440 | 0.48 | 650 | 100 | 3.6 | 0.2 | 0.27 | 0.42 | 0.27 | 0.16 | 0.08 | 0.045 | 0.14
23 | Fernie | 1010 | -29 | -32 | 29 | 19 | 4800 | 13 | 118 | 860 | 0.88 | 1175 | 100 | 4.5 | 0.2 | 0.33 | 0.48 | 0.27 | 0.16 | 0.078 | 0.044 | 0.14
24 | Fort Nelson | 465 | -40 | -42 | 28 | 18 | 7000 | 13 | 70 | 325 | 0.56 | 450 | 80 | 2.4 | 0.1 | 0.21 | 0.28 | 0.12 | 0.056 | 0.034 | 0.022 | 0.059
25 | Fort St. John | 685 | -36 | -38 | 26 | 18 | 6000 | 15 | 80 | 320 | 0.5 | 475 | 100 | 2.8 | 0.1 | 0.31 | 0.39 | 0.12 | 0.061 | 0.032 | 0.019 | 0.059
26 | Glacier | 1145 | -27 | -30 | 27 | 17 | 6000 | 10 | 70 | 625 | 0.83 | 1500 | 80 | 9.4 | 0.2 | 0.24 | 0.32 | 0.27 | 0.16 | 0.078 | 0.044 | 0.14
27 | Golden | 790 | -28 | -31 | 29 | 17 | 4900 | 8 | 59 | 325 | 0.57 | 500 | 100 | 3.7 | 0.2 | 0.27 | 0.35 | 0.26 | 0.16 | 0.075 | 0.041 | 0.13
28 | Grand Forks | 565 | -20 | -22 | 35 | 20 | 3950 | 10 | 48 | 390 | 0.47 | 475 | 80 | 2.8 | 0.1 | 0.26 | 0.41 | 0.27 | 0.17 | 0.083 | 0.047 | 0.14
29 | Greenwood | 745 | -20 | -22 | 35 | 20 | 4500 | 10 | 64 | 430 | 0.51 | 550 | 80 | 4 | 0.1 | 0.29 | 0.44 | 0.27 | 0.17 | 0.085 | 0.049 | 0.14
30 | Hope | 40 | -16 | -18 | 32 | 20 | 3100 | 8 | 139 | 1825 | 1.88 | 1900 | 140 | 2.8 | 0.7 | 0.41 | 0.63 | 0.63 | 0.47 | 0.28 | 0.15 | 0.29
31 | Kamloops | 355 | -25 | -28 | 34 | 20 | 3650 | 13 | 48 | 225 | 0.23 | 275 | 80 | 1.8 | 0.2 | 0.3 | 0.4 | 0.28 | 0.17 | 0.1 | 0.061 | 0.14
32 | Kaslo | 545 | -23 | -26 | 29 | 19 | 4000 | 10 | 59 | 660 | 0.82 | 850 | 80 | 2.8 | 0.1 | 0.22 | 0.31 | 0.27 | 0.16 | 0.08 | 0.045 | 0.14
33 | Kelowna | 350 | -17 | -20 | 33 | 20 | 3600 | 10 | 43 | 260 | 0.29 | 325 | 80 | 1.7 | 0.1 | 0.34 | 0.47 | 0.28 | 0.17 | 0.094 | 0.056 | 0.14
34 | Kimberley | 1090 | -26 | -29 | 31 | 19 | 4900 | 10 | 59 | 350 | 0.38 | 500 | 100 | 3 | 0.2 | 0.22 | 0.33 | 0.27 | 0.16 | 0.079 | 0.044 | 0.14
35 | Kitimat Plant | 15 | -16 | -18 | 23 | 16 | 4000 | 13 | 193 | 2100 | 2.19 | 2500 | 220 | 5.5 | 0.8 | 0.36 | 0.48 | 0.37 | 0.24 | 0.13 | 0.073 | 0.18
36 | KitimatTownsite | 130 | -16 | -18 | 23 | 16 | 4200 | 13 | 171 | 1900 | 2 | 2300 | 220 | 6.5 | 0.8 | 0.36 | 0.48 | 0.37 | 0.24 | 0.13 | 0.073 | 0.18
37 | Lillooet | 245 | -23 | -25 | 33 | 20 | 3550 | 10 | 75 | 300 | 0.31 | 350 | 100 | 2.1 | 0.1 | 0.32 | 0.44 | 0.6 | 0.44 | 0.26 | 0.14 | 0.27
38 | Lytton | 325 | -19 | -22 | 35 | 20 | 3300 | 10 | 75 | 330 | 0.33 | 425 | 80 | 2.8 | 0.3 | 0.31 | 0.43 | 0.6 | 0.44 | 0.26 | 0.14 | 0.27
39 | Mackenzie | 765 | -35 | -38 | 26 | 17 | 5750 | 10 | 54 | 350 | 0.54 | 650 | 60 | 5.1 | 0.2 | 0.24 | 0.32 | 0.23 | 0.13 | 0.061 | 0.034 | 0.12
40 | Masset | 10 | -7 | -9 | 17 | 15 | 3800 | 13 | 80 | 1350 | 1.54 | 1400 | 400 | 1.8 | 0.4 | 0.49 | 0.62 | 0.53 | 0.39 | 0.3 | 0.16 | 0.26
41 | McBride | 730 | -34 | -37 | 30 | 18 | 5050 | 13 | 54 | 475 | 0.64 | 650 | 60 | 4.3 | 0.2 | 0.27 | 0.35 | 0.27 | 0.16 | 0.076 | 0.042 | 0.14
42 | McLeod Lake | 695 | -35 | -37 | 27 | 17 | 5450 | 10 | 54 | 350 | 0.54 | 650 | 60 | 4.1 | 0.2 | 0.24 | 0.32 | 0.18 | 0.1 | 0.051 | 0.029 | 0.095
43 | Merritt | 570 | -26 | -29 | 34 | 20 | 4100 | 8 | 54 | 240 | 0.24 | 310 | 80 | 1.8 | 0.3 | 0.32 | 0.44 | 0.32 | 0.25 | 0.16 | 0.091 | 0.16
44 | Mission City | 45 | -9 | -11 | 30 | 20 | 3050 | 13 | 123 | 1650 | 1.71 | 1700 | 160 | 2.4 | 0.3 | 0.47 | 0.67 | 0.93 | 0.62 | 0.31 | 0.17 | 0.46
45 | Montrose | 615 | -17 | -20 | 32 | 20 | 3700 | 10 | 54 | 480 | 0.56 | 700 | 60 | 4.1 | 0.1 | 0.22 | 0.35 | 0.27 | 0.16 | 0.081 | 0.045 | 0.14
46 | Nakusp | 445 | -24 | -27 | 31 | 19 | 4000 | 10 | 64 | 650 | 0.78 | 850 | 60 | 4.4 | 0.1 | 0.24 | 0.33 | 0.27 | 0.16 | 0.08 | 0.045 | 0.14
47 | Nanaimo | 15 | -7 | -9 | 26 | 18 | 3150 | 8 | 91 | 1000 | 1.13 | 1050 | 200 | 2.3 | 0.4 | 0.47 | 0.63 | 1 | 0.69 | 0.35 | 0.18 | 0.5
48 | Nelson | 600 | -20 | -24 | 31 | 19 | 3900 | 10 | 59 | 460 | 0.57 | 700 | 60 | 4.2 | 0.1 | 0.22 | 0.33 | 0.27 | 0.16 | 0.08 | 0.045 | 0.14
49 | Ocean Falls | 10 | -12 | -14 | 23 | 16 | 3600 | 13 | 278 | 4150 | 4.21 | 4300 | 350 | 3.9 | 0.8 | 0.47 | 0.59 | 0.38 | 0.25 | 0.14 | 0.078 | 0.18
50 | Osoyoos | 285 | -16 | -18 | 33 | 20 | 3250 | 10 | 48 | 275 | 0.28 | 310 | 60 | 1.1 | 0.1 | 0.3 | 0.5 | 0.28 | 0.19 | 0.12 | 0.071 | 0.14
51 | Penticton | 350 | -16 | -18 | 33 | 20 | 3500 | 10 | 48 | 275 | 0.28 | 300 | 60 | 1.3 | 0.1 | 0.4 | 0.59 | 0.28 | 0.18 | 0.11 | 0.065 | 0.14
52 | Port Alberini | 15 | -5 | -7 | 31 | 18 | 3200 | 10 | 161 | 1900 | 2 | 2000 | 240 | 3 | 0.4 | 0.47 | 0.63 | 0.75 | 0.55 | 0.3 | 0.16 | 0.35
53 | Port Hardy | 5 | -5 | -7 | 20 | 16 | 3600 | 13 | 150 | 1775 | 1.92 | 1850 | 220 | 0.9 | 0.4 | 0.49 | 0.62 | 0.43 | 0.3 | 0.17 | 0.1 | 0.2
54 | Port McNeill | 5 | -5 | -7 | 22 | 17 | 3550 | 13 | 128 | 1750 | 1.89 | 1850 | 260 | 1.1 | 0.4 | 0.49 | 0.62 | 0.43 | 0.35 | 0.19 | 0.1 | 0.2
55 | Powell River | 10 | -9 | -11 | 26 | 18 | 3200 | 8 | 80 | 1150 | 1.27 | 1200 | 220 | 1.9 | 0.4 | 0.42 | 0.62 | 0.67 | 0.49 | 0.29 | 0.16 | 0.31
56 | Prince George | 580 | -33 | -36 | 28 | 18 | 5250 | 15 | 54 | 425 | 0.58 | 600 | 80 | 3.4 | 0.2 | 0.28 | 0.37 | 0.13 | 0.079 | 0.04 | 0.026 | 0.07
57 | Prince Rupert | 20 | -14 | -16 | 19 | 15 | 4050 | 13 | 150 | 2750 | 2.84 | 2900 | 240 | 1.9 | 0.4 | 0.42 | 0.54 | 0.38 | 0.25 | 0.15 | 0.086 | 0.18
58 | Princeton | 655 | -27 | -30 | 32 | 20 | 4450 | 10 | 43 | 235 | 0.35 | 350 | 80 | 2.9 | 0.6 | 0.24 | 0.36 | 0.42 | 0.31 | 0.19 | 0.11 | 0.2
59 | Qualicum Beach | 10 | -7 | -9 | 27 | 18 | 3200 | 10 | 96 | 1200 | 1.31 | 1250 | 200 | 2.2 | 0.4 | 0.46 | 0.64 | 0.82 | 0.58 | 0.32 | 0.17 | 0.39
60 | Quesnel | 475 | -33 | -35 | 30 | 17 | 4850 | 10 | 54 | 380 | 0.51 | 525 | 80 | 3 | 0.1 | 0.25 | 0.31 | 0.27 | 0.16 | 0.075 | 0.041 | 0.13
61 | Revelstoke | 440 | -26 | -29 | 32 | 19 | 4200 | 13 | 59 | 625 | 0.8 | 950 | 80 | 5.8 | 0.1 | 0.24 | 0.32 | 0.27 | 0.16 | 0.08 | 0.045 | 0.14
62 | Salmon Arm | 425 | -23 | -26 | 33 | 20 | 3900 | 13 | 48 | 400 | 0.47 | 525 | 80 | 3.5 | 0.1 | 0.29 | 0.39 | 0.27 | 0.16 | 0.082 | 0.046 | 0.14
63 | Sandspit | 5 | -6 | -7 | 15 | 15 | 3600 | 13 | 86 | 1300 | 1.47 | 1350 | 500 | 1.8 | 0.4 | 0.54 | 0.68 | 0.56 | 0.48 | 0.4 | 0.2 | 0.29
64 | Sidney | 10 | -6 | -8 | 26 | 18 | 3100 | 8 | 96 | 825 | 0.97 | 850 | 160 | 1.1 | 0.2 | 0.46 | 0.6 | 1.2 | 0.8 | 0.37 | 0.18 | 0.6
65 | Smith River | 660 | -46 | -48 | 26 | 17 | 7400 | 8 | 64 | 300 | 0.58 | 500 | 40 | 2.8 | 0.1 | 0.21 | 0.28 | 0.52 | 0.31 | 0.15 | 0.086 | 0.24
66 | Smithers | 500 | -29 | -31 | 25 | 17 | 5200 | 13 | 64 | 325 | 0.6 | 500 | 120 | 3.2 | 0.2 | 0.31 | 0.4 | 0.12 | 0.078 | 0.052 | 0.033 | 0.059
67 | Squamish | 5 | -11 | -13 | 29 | 20 | 3200 | 10 | 150 | 2050 | 2.12 | 2200 | 160 | 3.2 | 0.7 | 0.38 | 0.56 | 0.72 | 0.52 | 0.3 | 0.16 | 0.33
68 | Stewart | 10 | -23 | -25 | 23 | 16 | 4650 | 13 | 150 | 1300 | 1.47 | 1900 | 180 | 7.9 | 0.8 | 0.32 | 0.43 | 0.3 | 0.19 | 0.11 | 0.063 | 0.14
69 | Taylor | 515 | -36 | -38 | 26 | 18 | 6000 | 15 | 64 | 320 | 0.49 | 450 | 100 | 2.3 | 0.1 | 0.32 | 0.4 | 0.12 | 0.06 | 0.031 | 0.018 | 0.059
70 | Terrace | 60 | -20 | -22 | 25 | 16 | 4400 | 13 | 128 | 950 | 1.08 | 1150 | 200 | 5.4 | 0.6 | 0.27 | 0.36 | 0.34 | 0.21 | 0.11 | 0.065 | 0.16
71 | Tofino | 10 | -2 | -4 | 19 | 16 | 3300 | 13 | 193 | 3275 | 3.36 | 3300 | 300 | 1.1 | 0.4 | 0.54 | 0.68 | 1.2 | 0.94 | 0.47 | 0.21 | 0.52
72 | Trail | 440 | -17 | -20 | 33 | 20 | 3700 | 10 | 54 | 580 | 0.65 | 700 | 60 | 4.1 | 0.1 | 0.26 | 0.35 | 0.27 | 0.16 | 0.081 | 0.045 | 0.14
73 | Ucluelet | 5 | -2 | -4 | 19 | 16 | 3150 | 13 | 161 | 3175 | 3.26 | 3200 | 280 | 1 | 0.4 | 0.54 | 0.68 | 1.2 | 0.94 | 0.48 | 0.21 | 0.52
74 | Vancouver Region
75 | Burnaby (Simon Fraser Univ:) | 110 | -7 | -9 | 25 | 17 | 3000 | 10 | 150 | 1850 | 1.93 | 1950 | 160 | 2.9 | 0.7 | 0.36 | 0.48 | 0.94 | 0.63 | 0.33 | 0.17 | 0.47
76 | Cloverdale | 10 | -8 | -10 | 29 | 20 | 3050 | 8 | 112 | 1350 | 1.44 | 1400 | 160 | 2.5 | 0.2 | 0.36 | 0.47 | 1 | 0.7 | 0.33 | 0.17 | 0.52
77 | Haney | 10 | -9 | -11 | 30 | 20 | 3050 | 10 | 134 | 1800 | 1.86 | 1950 | 160 | 2.4 | 0.2 | 0.36 | 0.47 | 0.97 | 0.65 | 0.32 | 0.17 | 0.48
78 | Ladner | 3 | -6 | -8 | 27 | 19 | 3000 | 10 | 80 | 1000 | 1.14 | 1050 | 160 | 1.3 | 0.2 | 0.37 | 0.49 | 1.1 | 0.73 | 0.35 | 0.18 | 0.54
79 | Langley | 15 | -8 | -10 | 29 | 20 | 3100 | 8 | 112 | 1450 | 1.53 | 1500 | 160 | 2.4 | 0.2 | 0.36 | 0.47 | 1.1 | 0.71 | 0.33 | 0.17 | 0.53
80 | New Westminster | 10 | -8 | -10 | 29 | 19 | 2950 | 10 | 134 | 1500 | 1.59 | 1575 | 160 | 2.3 | 0.2 | 0.36 | 0.47 | 0.99 | 0.66 | 0.33 | 0.17 | 0.49
81 | North Vancouver | 135 | -7 | -9 | 26 | 19 | 3000 | 10 | 150 | 2000 | 2.07 | 2100 | 160 | 3 | 0.3 | 0.36 | 0.48 | 0.88 | 0.61 | 0.33 | 0.17 | 0.44
82 | Richmond | 5 | -7 | -9 | 27 | 19 | 3000 | 8 | 86 | 1070 | 1.2 | 1100 | 160 | 1.5 | 0.2 | 0.36 | 0.48 | 1 | 0.68 | 0.34 | 0.18 | 0.5
83 | Surrey (88 Ave. & 156 St.) | 90 | -8 | -10 | 29 | 20 | 3050 | 10 | 128 | 1500 | 1.58 | 1575 | 160 | 2.4 | 0.3 | 0.36 | 0.47 | 1 | 0.69 | 0.33 | 0.17 | 0.51
84 | Vancouver | 15 | -7 | -9 | 26 | 19 | 2925 | 10 | 112 | 1325 | 1.44 | 1400 | 160 | 1.8 | 0.2 | 0.36 | 0.48 | 0.94 | 0.64 | 0.33 | 0.17 | 0.46
85 | Vancouver (Granville & 41 Aye) | 120 | -6 | -8 | 28 | 20 | 2950 | 10 | 107 | 1325 | 144 | 1400 | 160 | 1.9 | 0.3 | 0.36 | 0.48 | 0.95 | 0.65 | 0.34 | 0.17 | 0.47
86 | West Vancouver | 45 | -8 | -10 | 28 | 19 | 3250 | 9 | 150 | 1600 | 1.69 | 1700 | 160 | 2.4 | 0.2 | 0.36 | 0.48 | 0.88 | 0.62 | 0.33 | 0.17 | 0.43
87 | Vernon | 405 | -20 | -23 | 33 | 20 | 3900 | 13 | 43 | 350 | 0.41 | 400 | 80 | 2.2 | 0.1 | 0.32 | 0.44 | 0.27 | 0.17 | 0.083 | 0.047 | 0.14
88 | Victoria Region
89 | Victoria (Gonzales Hts) | 65 | -5 | -7 | 23 | 17 | 2900 | 9 | 91 | 600 | 0.82 | 625 | 220 | 1.5 | 0.3 | 0.49 | 0.63 | 1.2 | 0.82 | 0.38 | 0.18 | 0.62
90 | Victoria Mt. Tolmie) | 125 | -6 | -8 | 24 | 16 | 3050 | 9 | 91 | 775 | 0.96 | 800 | 220 | 2.1 | 0.3 | 0.49 | 0.63 | 1.2 | 0.82 | 0.38 | 18 | 0.61
91 | Victoria | 10 | -5 | -7 | 24 | 17 | 2950 | 8 | 91 | 800 | 0.98 | 825 | 220 | 1.1 | 0.2 | 0.48 | 0.63 | 1.2 | 0.82 | 0.38 | 0.18 | 0.61
92 | Williams Lake | 615 | -31 | -34 | 29 | 17 | 5100 | 10 | 48 | 350 | 0.47 | 425 | 80 | 2.4 | 0.2 | 0.3 | 0.38 | 0.28 | 0.16 | 0.093 | 0.055 | 0.14
93 | Youbou | 200 | -5 | -7 | 31 | 19 | 3200 | 10 | 161 | 2000 | 2.09 | 2100 | 200 | 3.9 | 0.7 | 0.46 | 0.6 | 1 | 0.69 | 0.35 | 0.18 | 0.5
BACK to the basic menue
confirm selected location

## Alberta
Planningool - CANADA V-6.0
DEGERtracker according OBC 2012 / National Building Code of Canada
Please choose relevant location in the list by clicking!!
Province Alberta
[6 empty] | Selected location: | Fort McMurray |  | q1/50: | 0.35 | kPa (kN/m²)
[9 empty] | Ss: | 1.4 | kPa (kN/m²)
Design Data for Selected Location
| Province and Location | Elev., | Design Temperature |  |  |  | Degree-Days Below 18°C | 15 min. Rain | One Day Rain, 1/50 | Ann. Rain | Moist Index | Ann. Tot. Ppn., | Driving Rain Wind Pressure | Snow Load |  | Hourly Wind |  | Seismic Data
|  |  | January |  | July 2.5% |  |  |  | mm |  |  |  |  | kPa, 1/50 |  | Pressures, kPa
|  | m | 2.5% °C | 1% °C | Dry °C | Wet °C |  | mm | mm | mm |  | mm | Pa. 1/5 | Ss | Sr | 1/10 | 1/50 | Sa(0.2) | Sa(0.5) | Sa(1.0) | Sa(2.0) | PGA
| Fort McMurray | 255 | -39 | -41 | 28 | 19 | 6550 | 13 | 92 | 340 | 0.52 | 460 | 60 | 1.4 | 0.1 | 0.27 | 0.35 | 0.12 | 0.056 | 0.023 | 0.006 | 0.059
21
Alberta
1 | Athabasca | 515 | -35 | -38 | 28 | 19 | 6000 | 18 | 86 | 370 | 0.58 | 480 | 80 | 1.5 | 0.1 | 0.3 | 0.4 | 0.12 | 0.056 | 0.023 | 0.006 | 0.059
2 | Banff | 1400 | -30 | -32 | 27 | 17 | 5500 | 18 | 65 | 300 | 0.58 | 500 | 120 | 3.6 | 0.1 | 0.39 | 0.48 | 0.24 | 0.14 | 0.066 | 0.037 | 0.12
3 | Barrhead | 645 | -34 | -37 | 28 | 19 | 6000 | 20 | 86 | 375 | 0.58 | 475 | 100 | 1.7 | 0.1 | 0.32 | 0.44 | 0.12 | 0.056 | 0.023 | 0.008 | 0.059
4 | Beaverlodge | 730 | -35 | -38 | 28 | 18 | 5900 | 25 | 92 | 315 | 0.49 | 470 | 100 | 2.4 | 0.1 | 0.27 | 0.36 | 0.13 | 0.078 | 0.039 | 0.022 | 0.07
5 | Brooks | 760 | -32 | -34 | 32 | 19 | 5200 | 18 | 86 | 260 | 0.26 | 340 | 220 | 1.2 | 0.1 | 0.39 | 0.52 | 0.12 | 0.056 | 0.023 | 0.012 | 0.059
6 | Calgary | 1045 | -31 | -33 | 29 | 17 | 5200 | 23 | 103 | 325 | 0.37 | 425 | 220 | 1.1 | 0.1 | 0.4 | 0.5 | 0.15 | 0.084 | 0.041 | 0.023 | 0.088
7 | Campsie | 660 | -34 | -37 | 28 | 19 | 6000 | 20 | 86 | 375 | 0.58 | 475 | 100 | 1.7 | 0.1 | 0.32 | 0.44 | 0.12 | 0.056 | 0.023 | 0.009 | 0.059
8 | Camrose | 740 | -33 | -35 | 29 | 19 | 5700 | 20 | 92 | 355 | 0.54 | 470 | 160 | 2 | 0.1 | 0.3 | 0.4 | 0.12 | 0.056 | 0.023 | 0.007 | 0.059
9 | Cardston | 1130 | -30 | -33 | 29 | 18 | 4750 | 20 | 108 | 340 | 0.38 | 550 | 140 | 1.5 | 0.1 | 0.74 | 1.02 | 0.18 | 0.11 | 0.054 | 0.031 | 0.095
10 | Claresholm | 1030 | -31 | -34 | 29 | 18 | 4800 | 15 | 103 | 310 | 0.35 | 440 | 200 | 1.3 | 0.1 | 0.66 | 0.87 | 0.15 | 0.092 | 0.046 | 0.027 | 0.092
11 | Cold Lake | 540 | -36 | -38 | 28 | 20 | 6100 | 15 | 81 | 320 | 0.53 | 430 | 140 | 1.7 | 0.1 | 0.31 | 0.4 | 0.12 | 0.056 | 0.023 | 0.006 | 0.059
12 | Coleman | 1320 | -31 | -34 | 28 | 18 | 5300 | 15 | 76 | 400 | 0.46 | 550 | 120 | 2.7 | 0.3 | 0.54 | 0.76 | 0.24 | 0.13 | 0.066 | 0.037 | 0.12
13 | Coronation | 790 | -31 | -33 | 30 | 19 | 5800 | 20 | 92 | 300 | 0.45 | 400 | 200 | 2.2 | 0.1 | 0.23 | 0.37 | 0.12 | 0.056 | 0.023 | 0.006 | 0.059
14 | Cowley | 1175 | -31 | -34 | 29 | 18 | 5100 | 15 | 81 | 310 | 0.36 | 525 | 140 | 1.6 | 0.1 | 0.73 | 1 | 0.2 | 0.12 | 0.057 | 0.033 | 0.1
15 | Drumheller | 685 | -31 | -33 | 29 | 18 | 5300 | 20 | 86 | 300 | 0.39 | 375 | 220 | 1.2 | 0.1 | 0.32 | 0.44 | 0.12 | 0.056 | 0.023 | 0.012 | 0.059
16 | Edmonton | 645 | -32 | -34 | 28 | 19 | 5400 | 23 | 97 | 360 | 0.48 | 460 | 160 | 1.7 | 0.1 | 0.32 | 0.45 | 0.12 | 0.056 | 0.023 | 0.008 | 0.059
17 | Edson | 920 | -34 | -37 | 28 | 18 | 5900 | 18 | 81 | 450 | 0.63 | 570 | 100 | 2.1 | 0.1 | 0.36 | 0.46 | 0.15 | 0.083 | 0.038 | 0.021 | 0.083
18 | Embarras Portage | 220 | -41 | -44 | 27 | 19 | 7100 | 10 | 86 | 250 | 0.56 | 390 | 80 | 1.9 | 0.1 | 0.31 | 0.41 | 0.12 | 0.056 | 0.023 | 0.006 | 0.059
19 | Fairview | 670 | -38 | -40 | 27 | 18 | 6050 | 15 | 86 | 330 | 0.51 | 450 | 100 | 2.6 | 0.1 | 0.26 | 0.35 | 0.12 | 0.056 | 0.023 | 0.011 | 0.059
20 | Fort MacLeod | 945 | -31 | -33 | 31 | 18 | 4600 | 16 | 97 | 300 | 0.35 | 425 | 180 | 12 | 0.1 | 0.68 | 0.9 | 0.16 | 0.097 | 0.05 | 0.028 | 0.094
21 | Fort McMurray | 255 | -39 | -41 | 28 | 19 | 6550 | 13 | 92 | 340 | 0.52 | 460 | 60 | 1.4 | 0.1 | 0.27 | 0.35 | 0.12 | 0.056 | 0.023 | 0.006 | 0.059
22 | Fort Saskatchewan | 610 | -32 | -35 | 28 | 19 | 5700 | 20 | 86 | 350 | 0.49 | 425 | 140 | 1.6 | 0.1 | 0.31 | 0.43 | 0.12 | 0.056 | 0.023 | 0.007 | 0.059
23 | Fort Vermilion | 270 | -41 | -43 | 28 | 18 | 6900 | 13 | 65 | 250 | 0.53 | 380 | 60 | 2.1 | 0.1 | 0.22 | 0.29 | 0.12 | 0.056 | 0.023 | 0.006 | 0.059
24 | Grande Prairie | 650 | -36 | -39 | 27 | 18 | 6000 | 23 | 86 | 315 | 0.49 | 450 | 120 | 2.2 | 0.1 | 0.37 | 0.47 | 0.12 | 0.061 | 0.031 | 0.018 | 0.059
25 | Habay | 335 | -41 | -43 | 28 | 18 | 7150 | 13 | 70 | 275 | 0.54 | 425 | 60 | 2.4 | 0.1 | 0.21 | 0.28 | 0.12 | 0.056 | 0.023 | 0.01 | 0.059
26 | Hardisty | 615 | -33 | -35 | 30 | 19 | 5900 | 20 | 76 | 325 | 0.48 | 425 | 140 | 1.7 | 0.1 | 0.24 | 0.36 | 0.12 | 0.056 | 0.023 | 0.006 | 0.059
27 | High River | 1040 | -31 | -33 | 28 | 17 | 5300 | 18 | 103 | 300 | 0.36 | 425 | 200 | 1.3 | 0.1 | 0.51 | 0.65 | 0.15 | 0.087 | 0.043 | 0.024 | 0.09
28 | Hinton | 990 | -34 | -38 | 27 | 17 | 5700 | 13 | 81 | 375 | 0.55 | 500 | 100 | 2.9 | 0.1 | 0.36 | 0.46 | 0.24 | 0.14 | 0.064 | 0.036 | 0.12
29 | Jasper | 1060 | -32 | -35 | 28 | 18 | 5500 | 10 | 76 | 300 | 0.52 | 400 | 80 | 3.3 | 0.1 | 0.37 | 0.46 | 0.24 | 0.14 | 0.068 | 0.038 | 0.12
30 | Keg River | 420 | -40 | -42 | 28 | 18 | 6800 | 13 | 65 | 310 | 0.54 | 450 | 80 | 2.4 | 0.1 | 0.21 | 0.28 | 0.12 | 0.056 | 0.023 | 0.008 | 0.059
31 | Lao la Biche | 560 | -35 | -38 | 28 | 19 | 6150 | 15 | 86 | 375 | 0.58 | 475 | 80 | 1.6 | 0.1 | 0.31 | 0.4 | 0.12 | 0.056 | 0.023 | 0.006 | 0.059
32 | Lacombe | 855 | -33 | -35 | 29 | 18 | 5700 | 23 | 92 | 350 | 0.53 | 450 | 180 | 2.1 | 0.1 | 0.3 | 0.4 | 0.12 | 0.056 | 0.023 | 0.012 | 0.059
33 | Lethbridge | 910 | -30 | -33 | 31 | 18 | 4650 | 20 | 97 | 250 | 0.26 | 390 | 200 | 1.2 | 0.1 | 0.64 | 0.82 | 0.15 | 0.087 | 0.044 | 0.026 | 0.087
34 | Manning | 465 | -39 | -41 | 27 | 18 | 6700 | 13 | 81 | 280 | 0.49 | 390 | 80 | 2.3 | 0.1 | 0.21 | 0.28 | 0.12 | 0.056 | 0.023 | 0.008 | 0.059
35 | Medicine Hat | 705 | -31 | -34 | 33 | 19 | 4750 | 23 | 92 | 250 | 0.25 | 325 | 220 | 1.1 | 0.1 | 0.39 | 0.54 | 0.12 | 0.056 | 0.023 | 0.009 | 0.059
36 | Peace River | 330 | -37 | -40 | 27 | 18 | 6350 | 15 | 65 | 300 | 0.5 | 390 | 100 | 2.2 | 0.1 | 0.24 | 0.32 | 0.12 | 0.056 | 0.023 | 0.008 | 0.059
37 | PincherCreek | 1130 | -32 | -34 | 29 | 18 | 5000 | 18 | 108 | 325 | 0.37 | 575 | 140 | 1.5 | 0.1 | 0.7 | 0.97 | 0.19 | 0.11 | 0.058 | 0.033 | 0.1
38 | Ranfurly | 670 | -34 | -37 | 29 | 19 | 5950 | 18 | 92 | 325 | 0.5 | 420 | 100 | 1.9 | 0.1 | 0.23 | 0.32 | 0.12 | 0.056 | 0.023 | 0.006 | 0.059
39 | Red Deer | 855 | -32 | -35 | 29 | 18 | 5750 | 23 | 97 | 375 | 0.54 | 475 | 200 | 2 | 0.1 | 0.31 | 0.4 | 0.12 | 0.056 | 0.023 | 0.014 | 0.059
40 | Rocky Mountain House | 985 | -31 | -33 | 28 | 18 | 5700 | 20 | 86 | 425 | 0.59 | 550 | 120 | 1.9 | 0.1 | 0.33 | 0.43 | 0.15 | 0.08 | 0.038 | 0.021 | 0.085
41 | Slave Lake | 590 | -36 | -39 | 27 | 19 | 6000 | 15 | 81 | 380 | 0.62 | 500 | 80 | 1.9 | 0.1 | 0.28 | 0.37 | 0.12 | 0.056 | 0.023 | 0.006 | 0.059
42 | Stettler | 820 | -32 | -34 | 30 | 19 | 5700 | 20 | 97 | 370 | 0.53 | 450 | 200 | 2.2 | 0.1 | 0.24 | 0.36 | 0.12 | 0.056 | 0.023 | 0.009 | 0.059
43 | Stony Plain | 710 | -32 | -35 | 28 | 19 | 5500 | 23 | 97 | 410 | 0.52 | 540 | 120 | 1.7 | 0.1 | 0.32 | 0.45 | 0.12 | 0.056 | 0.023 | 0.009 | 0.059
44 | Suffield | 755 | -32 | -34 | 33 | 19 | 4900 | 20 | 86 | 230 | 0.23 | 325 | 220 | 1.3 | 0.1 | 0.43 | 0.57 | 0.12 | 0.056 | 0.023 | 0.011 | 0.059
45 | Taber | 815 | -31 | -33 | 31 | 19 | 4800 | 20 | 92 | 260 | 0.26 | 370 | 200 | 1.2 | 0.1 | 0.57 | 0.75 | 0.12 | 0.059 | 0.032 | 0.018 | 0.064
46 | Turner Valley | 1215 | -31 | -33 | 28 | 17 | 5600 | 20 | 97 | 350 | 0.48 | 600 | 180 | 1.4 | 0.1 | 0.51 | 0.65 | 0.15 | 0.091 | 0.045 | 0.025 | 0.092
47 | Valleyview | 700 | -37 | -40 | 27 | 18 | 5900 | 18 | 86 | 360 | 0.54 | 490 | 80 | 2.3 | 0.1 | 0.35 | 0.47 | 0.12 | 0.056 | 0.023 | 0.012 | 0.059
48 | Vegreville | 635 | -34 | -36 | 29 | 19 | 6100 | 18 | 86 | 325 | 0.5 | 410 | 100 | 1.9 | 0.1 | 0.25 | 0.35 | 0.12 | 0.056 | 0.023 | 0.006 | 0.059
49 | Vermilion | 580 | -35 | -38 | 29 | 20 | 6150 | 18 | 86 | 310 | 0.53 | 410 | 100 | 1.7 | 0.1 | 0.23 | 0.31 | 0.12 | 0.056 | 0.023 | 0.006 | 0.059
50 | Wagner | 585 | -36 | -39 | 27 | 19 | 6000 | 15 | 76 | 380 | 0.62 | 500 | 80 | 1.9 | 0.1 | 0.28 | 0.37 | 0.12 | 0.056 | 0.023 | 0.007 | 0.059
51 | Wainwright | 675 | -33 | -36 | 29 | 19 | 6000 | 20 | 81 | 310 | 0.47 | 425 | 120 | 2 | 0.1 | 0.24 | 0.36 | 0.12 | 0.056 | 0.023 | 0.006 | 0.059
52 | Wetaskiwin | 760 | -33 | -35 | 29 | 19 | 5800 | 23 | 86 | 400 | 0.57 | 500 | 160 | 2 | 0.1 | 0.3 | 0.4 | 0.12 | 0.056 | 0.023 | 0.009 | 0.059
53 | Whitecourt | 690 | -35 | -38 | 27 | 18 | 6000 | 20 | 97 | 440 | 0.63 | 550 | 80 | 1.9 | 0.1 | 0.32 | 0.43 | 0.12 | 0.056 | 0.023 | 0.012 | 0.059
54 | Wimborne | 975 | -31 | -34 | 29 | 18 | 5650 | 23 | 92 | 325 | 0.48 | 450 | 200 | 1.6 | 0.1 | 0.3 | 0.4 | 0.12 | 0.056 | 0.025 | 0.015 | 0.059
BACK to the basic menue
confirm selected location

## Saskatchewan
Planningtool - CANADA V-6.0
DEGERtracker according OBC 2012 / National Building Code of Canada
Please choose relevant location in the list by clicking!!
Province Saskatchewan
[6 empty] | Selected location: | Maple Creek |  | q1/50: | 0.63 | kPa (kN/m²)
[9 empty] | Ss: | 1.2 | kPa (kN/m²)
Design Data for Selected Location
| Province and Location | Elev., | Design Temperature |  |  |  | Degree-Days Below 18°C | 15 min. Rain | One Day Rain, 1/50 | Ann. Rain | Moist Index | Ann. Tot. Ppn., | Driving Rain Wind Pressure | Snow Load |  | Hourly Wind |  | Seismic Data
|  |  | January |  | July 2.5% |  |  |  | mm |  |  |  |  | kPa, 1/50 |  | Pressures, kPa
|  | m | 2.5% °C | 1% °C | Dry °C | Wet °C |  | mm | mm | mm |  | mm | Pa. 1/5 | Ss | Sr | 1/10 | 1/50 | Sa(0.2) | Sa(0.5) | Sa(1.0) | Sa(2.0) | PGA
| Maple Creek | 765 | -31 | -34 | 31 | 20 | 4850 | 28 | 76 | 275 | 0.28 | 380 | 220 | 1.2 | 0.1 | 0.47 | 0.63 | 0.12 | 0.056 | 0.023 | 0.006 | 0.059
14
Saskatchewan
1 | Assiniboia | 740 | -32 | -34 | 32 | 21 | 5300 | 33 | 81 | 290 | 0.33 | 375 | 240 | 1.6 | 0.1 | 0.44 | 0.57 | 0.17 | 0.074 | 0.027 | 0.009 | 0.1
2 | Battrum | 700 | -32 | -34 | 32 | 20 | 5400 | 28 | 76 | 270 | 0.35 | 350 | 260 | 1.2 | 0.1 | 0.49 | 0.66 | 0.12 | 0.056 | 0.023 | 0.006 | 0.059
3 | Biggar | 645 | -34 | -36 | 31 | 20 | 6000 | 23 | 76 | 270 | 0.39 | 350 | 180 | 2.1 | 0.1 | 0.48 | 0.67 | 0.12 | 0.056 | 0.023 | 0.006 | 0.059
4 | Broadview | 600 | -34 | -36 | 30 | 22 | 6000 | 25 | 108 | 320 | 0.49 | 420 | 160 | 1.7 | 0.1 | 0.32 | 0.42 | 0.12 | 0.056 | 0.023 | 0.006 | 0.059
5 | Dafoe | 530 | -36 | -39 | 29 | 21 | 6300 | 20 | 92 | 300 | 0.46 | 380 | 140 | 1.7 | 0.1 | 0.28 | 0.37 | 0.12 | 0.056 | 0.023 | 0.006 | 0.059
6 | Dundurn | 525 | -35 | -37 | 31 | 20 | 5900 | 10 | 97 | 275 | 0.4 | 380 | 180 | 1.5 | 0.1 | 0.39 | 0.52 | 0.12 | 0.056 | 0.023 | 0.006 | 0.059
7 | Estevan | 565 | -32 | -34 | 32 | 22 | 5400 | 36 | 92 | 330 | 0.43 | 420 | 200 | 1.6 | 0.1 | 0.42 | 0.56 | 0.15 | 0.068 | 0.025 | 0.008 | 0.095
8 | Hudson Bay | 370 | -37 | -39 | 29 | 21 | 6500 | 18 | 76 | 340 | 0.59 | 450 | 80 | 2 | 0.1 | 0.28 | 0.37 | 0.12 | 0.056 | 0.023 | 0.006 | 0.059
9 | Humboldt | 565 | -36 | -39 | 28 | 21 | 6300 | 20 | 86 | 320 | 0.48 | 375 | 140 | 2.1 | 0.1 | 0.29 | 0.39 | 0.12 | 0.056 | 0.023 | 0.006 | 0.059
10 | Island Falls | 305 | -39 | -41 | 26 | 20 | 7300 | 10 | 76 | 370 | 0.62 | 510 | 80 | 2.1 | 0.1 | 0.33 | 0.44 | 0.12 | 0.056 | 0.023 | 0.006 | 0.059
11 | Kamsack | 455 | -35 | -37 | 29 | 22 | 6300 | 20 | 97 | 360 | 0.55 | 450 | 120 | 2.1 | 0.2 | 0.32 | 0.4 | 0.12 | 0.056 | 0.023 | 0.006 | 0.059
12 | Kindersley | 685 | -33 | -35 | 32 | 20 | 5750 | 23 | 86 | 260 | 0.38 | 325 | 200 | 1.4 | 0.1 | 0.45 | 0.64 | 0.12 | 0.056 | 0.023 | 0.006 | 0.059
13 | Lloydminster | 645 | -35 | -38 | 29 | 20 | 6100 | 18 | 76 | 310 | 0.53 | 430 | 120 | 2 | 0.1 | 0.3 | 0.41 | 0.12 | 0.056 | 0.023 | 0.006 | 0.059
14 | Maple Creek | 765 | -31 | -34 | 31 | 20 | 4850 | 28 | 76 | 275 | 0.28 | 380 | 220 | 1.2 | 0.1 | 0.47 | 0.63 | 0.12 | 0.056 | 0.023 | 0.006 | 0.059
15 | Meadow Lake | 480 | -36 | -39 | 28 | 20 | 6200 | 15 | 76 | 320 | 0.53 | 450 | 120 | 1.7 | 0.1 | 0.36 | 0.49 | 0.12 | 0.056 | 0.023 | 0.006 | 0.059
16 | Meltort | 455 | -37 | -40 | 28 | 21 | 6350 | 18 | 81 | 310 | 0.5 | 410 | 120 | 2.1 | 0.1 | 0.26 | 0.36 | 0.12 | 0.056 | 0.023 | 0.006 | 0.059
17 | Melville | 550 | -34 | -36 | 29 | 21 | 6100 | 23 | 76 | 340 | 0.52 | 410 | 160 | 1.7 | 0.1 | 0.32 | 0.4 | 0.12 | 0.056 | 0.023 | 0.006 | 0.059
18 | Moose Jaw | 545 | -32 | -34 | 32 | 21 | 5350 | 28 | 86 | 270 | 0.33 | 360 | 200 | 1.4 | 0.1 | 0.36 | 0.46 | 0.12 | 0.056 | 0.023 | 0.006 | 0.059
19 | Nipawin | 365 | -38 | -41 | 28 | 21 | 6450 | 18 | 76 | 340 | 0.56 | 450 | 100 | 2 | 0.1 | 0.27 | 0.38 | 0.12 | 0.056 | 0.023 | 0.006 | 0.059
20 | North Battletord | 545 | -34 | -36 | 30 | 20 | 6000 | 20 | 81 | 280 | 0.46 | 370 | 120 | 1.7 | 0.1 | 0.45 | 0.71 | 0.12 | 0.056 | 0.023 | 0.006 | 0.059
21 | Prince Albert | 435 | -37 | -41 | 29 | 21 | 6450 | 20 | 86 | 320 | 0.51 | 410 | 140 | 1.9 | 0.1 | 0.26 | 0.38 | 0.12 | 0.056 | 0.023 | 0.006 | 0.059
22 | Qu’Appelle | 645 | -34 | -36 | 30 | 21 | 5800 | 25 | 103 | 340 | 0.45 | 430 | 160 | 1.7 | 0.1 | 0.34 | 0.42 | 0.12 | 0.056 | 0.023 | 0.006 | 0.059
23 | Regina | 575 | -34 | -36 | 31 | 21 | 5750 | 28 | 103 | 300 | 0.39 | 365 | 200 | 1.4 | 0.1 | 0.34 | 0.42 | 0.12 | 0.056 | 0.023 | 0.006 | 0.063
24 | Rosetown | 595 | -33 | -35 | 32 | 20 | 5900 | 25 | 76 | 260 | 0.37 | 330 | 200 | 1.7 | 0.1 | 0.47 | 0.63 | 0.12 | 0.056 | 0.023 | 0.006 | 0.059
25 | Saskatoon | 500 | -35 | -37 | 30 | 20 | 5950 | 23 | 86 | 265 | 0.41 | 350 | 160 | 1.7 | 0.1 | 0.36 | 0.48 | 0.12 | 0.056 | 0.023 | 0.006 | 0.059
26 | Scott | 645 | -34 | -36 | 31 | 20 | 6100 | 20 | 76 | 270 | 0.41 | 360 | 140 | 1.9 | 0.1 | 0.44 | 0.65 | 0.12 | 0.056 | 0.023 | 0.006 | 0.059
27 | Strasbourg | 545 | -34 | -36 | 30 | 21 | 5900 | 25 | 92 | 300 | 0.41 | 390 | 180 | 1.5 | 0.1 | 0.33 | 0.42 | 0.12 | 0.056 | 0.023 | 0.006 | 0.059
28 | Swift Current | 750 | -32 | -34 | 32 | 20 | 5400 | 33 | 81 | 260 | 0.34 | 350 | 240 | 1.4 | 0.1 | 0.46 | 0.62 | 0.12 | 0.056 | 0.023 | 0.006 | 0.059
29 | Uranium City | 265 | -44 | -46 | 26 | 19 | 7850 | 8 | 54 | 300 | 0.59 | 360 | 100 | 2 | 0.1 | 0.33 | 0.44 | 0.12 | 0.056 | 0.023 | 0.006 | 0.059
30 | Weyburn | 575 | -33 | -35 | 32 | 22 | 5500 | 33 | 108 | 320 | 0.4 | 400 | 200 | 1.4 | 0.1 | 0.38 | 0.48 | 0.23 | 0.092 | 0.034 | 0.011 | 0.16
31 | Yorkton | 510 | -34 | -37 | 29 | 21 | 6150 | 23 | 97 | 350 | 0.54 | 440 | 140 | 1.7 | 0.1 | 0.32 | 0.4 | 0.12 | 0.056 | 0.023 | 0.006 | 0.059
BACK to the basic menue
confirm selected location

## Manitoba
Planningtool - CANADA V-6.0
DEGERtracker according OBC 2012 / National Building Code of Canada
Please choose relevant location in the list by clicking!!
Province Manitoba
[6 empty] | Selected location: | Rivers |  | q1/50: | 0.46 | kPa (kN/m²)
[9 empty] | Ss: | 2.1 | kPa (kN/m²)
Design Data for Selected Location
| Province and Location | Elev., | Design Temperature |  |  |  | Degree-Days Below 18°C | 15 min. Rain | One Day Rain, 1/50 | Ann. Rain | Moist Index | Ann. Tot. Ppn., | Driving Rain Wind Pressure | Snow Load |  | Hourly Wind |  | Seismic Data
|  |  | January |  | July 2.5% |  |  |  | mm |  |  |  |  | kPa, 1/50 |  | Pressures, kPa
|  | m | 2.5% °C | 1% °C | Dry °C | Wet °C |  | mm | mm | mm |  | mm | Pa. 1/5 | Ss | Sr | 1/10 | 1/50 | Sa(0.2) | Sa(0.5) | Sa(1.0) | Sa(2.0) | PGA
| Rivers | 465 | -34 | -36 | 30 | 22 | 6000 | 33 | 108 | 370 | 0.56 | 460 | 180 | 2.1 | 0.2 | 0.36 | 0.46 | 0.12 | 0.056 | 0.023 | 0.006 | 0,059
15
Manitoba
1 | Beausejour | 245 | -33 | -35 | 28 | 23 | 5900 | 28 | 97 | 430 | 0.61 | 530 | 180 | 1.9 | 0.2 | 0.31 | 0.41 | 0.12 | 0.056 | 0.023 | 0.006 | 0.059
2 | Boissevain | 510 | -32 | -34 | 32 | 23 | 5700 | 33 | 119 | 390 | 0.54 | 510 | 180 | 2.2 | 0.2 | 0.44 | 0.57 | 0.12 | 0.056 | 0.023 | 0.006 | 0.059
3 | Brandon | 395 | -33 | -35 | 31 | 22 | 6000 | 36 | 108 | 375 | 0.56 | 460 | 180 | 2.1 | 0.2 | 0.37 | 0.49 | 0.12 | 0.056 | 0.023 | 0.006 | 0.059
4 | Churchill | 10 | -39 | -41 | 24 | 18 | 9200 | 8 | 65 | 265 | 0.82 | 410 | 260 | 2.8 | 0.2 | 0.48 | 0.64 | 0.12 | 0.056 | 0.023 | 0.006 | 0.059
5 | Dauphin | 295 | -33 | -35 | 30 | 22 | 6050 | 25 | 108 | 400 | 0.56 | 490 | 160 | 1.9 | 0.2 | 0.31 | 0.4 | 0.12 | 0.056 | 0.023 | 0.006 | 0.059
6 | Fun Flon | 300 | -38 | -40 | 27 | 20 | 6700 | 13 | 81 | 340 | 0.59 | 475 | 80 | 2.2 | 0.2 | 0.33 | 0.44 | 0.12 | 0.056 | 0.023 | 0.006 | 0.059
7 | Gimli | 220 | -34 | -36 | 29 | 23 | 6100 | 28 | 108 | 410 | 0.65 | 530 | 180 | 1.9 | 0.2 | 0.3 | 0.4 | 0.12 | 0.056 | 0.023 | 0.006 | 0.059
8 | Island Lake | 240 | -36 | -38 | 26 | 20 | 7100 | 13 | 86 | 380 | 0.67 | 550 | 80 | 2.6 | 0.2 | 0.33 | 0.44 | 0.12 | 0.056 | 0.023 | 0.006 | 0.059
9 | Lacdu Bonnet | 260 | -34 | -36 | 28 | 23 | 6000 | 28 | 97 | 445 | 0.65 | 560 | 180 | 1.9 | 0.2 | 0.28 | 0.37 | 0.12 | 0.056 | 0.023 | 0.006 | 0.059
10 | Lynn Lake | 350 | -40 | -42 | 27 | 19 | 7900 | 8 | 76 | 310 | 0.62 | 490 | 100 | 2.4 | 0.2 | 0.33 | 0.44 | 0.12 | 0.056 | 0.023 | 0.006 | 0.059
11 | Morden | 300 | -31 | -33 | 31 | 23 | 5550 | 28 | 119 | 420 | 0.55 | 520 | 180 | 2.2 | 0.2 | 0.4 | 0.52 | 0.12 | 0.056 | 0.023 | 0.006 | 0.059
12 | Neepawa | 365 | -32 | -34 | 30 | 22 | 5900 | 33 | 108 | 410 | 0.58 | 470 | 180 | 2.2 | 0.2 | 0.33 | 0.44 | 0.12 | 0.056 | 0.023 | 0.006 | 0.059
13 | Pine Falls | 220 | -34 | -36 | 28 | 23 | 6100 | 25 | 86 | 440 | 0.66 | 420 | 180 | 1.9 | 0.2 | 0.29 | 0.39 | 0.12 | 0.056 | 0.023 | 0.006 | 0.059
14 | Portage Ia Prairie | 260 | -31 | -33 | 30 | 23 | 5800 | 36 | 119 | 390 | 0.51 | 525 | 180 | 2.1 | 0.2 | 0.36 | 0.46 | 0.12 | 0.056 | 0.023 | 0.006 | 0.059
15 | Rivers | 465 | -34 | -36 | 30 | 22 | 6000 | 33 | 108 | 370 | 0.56 | 460 | 180 | 2.1 | 0.2 | 0.36 | 0.46 | 0.12 | 0.056 | 0.023 | 0.006 | 0,059
16 | Sandilands | 365 | -32 | -34 | 29 | 23 | 5850 | 28 | 97 | 460 | 0.58 | 550 | 180 | 2.2 | 0.2 | 0.31 | 0.4 | 0.12 | 0.056 | 0.023 | 0.006 | 0.059
17 | Selkirk | 225 | -33 | -35 | 29 | 23 | 5900 | 28 | 108 | 420 | 0.61 | 500 | 180 | 1.9 | 0.2 | 0.33 | 0.43 | 0.12 | 0.056 | 0.023 | 0.006 | 0.059
18 | Split Lake | 175 | -38 | -40 | 27 | 19 | 8100 | 10 | 65 | 325 | 0.66 | 500 | 120 | 2.5 | 0.2 | 0.37 | 0.49 | 0.12 | 0.056 | 0.023 | 0.006 | 0.059
19 | Steinbach | 270 | -33 | -35 | 30 | 23 | 5800 | 28 | 92 | 440 | 0.58 | 500 | 180 | 2 | 0.2 | 0.31 | 0.4 | 0.12 | 0.056 | 0.023 | 0.006 | 0.059
20 | Swan River | 335 | -36 | -38 | 29 | 22 | 6200 | 20 | 92 | 370 | 0.58 | 500 | 120 | 2 | 0.2 | 0.3 | 0.38 | 0.12 | 0.056 | 0.023 | 0.006 | 0.059
21 | The Pas | 270 | -36 | -38 | 28 | 21 | 6750 | 15 | 81 | 330 | 0.59 | 450 | 160 | 2.1 | 0.2 | 0.33 | 0.44 | 0.12 | 0.056 | 0.023 | 0.006 | 0.059
22 | Thompson | 205 | -42 | -45 | 26 | 19 | 7850 | 10 | 76 | 350 | 0.64 | 540 | 100 | 2.4 | 0.2 | 0.37 | 0.49 | 0.12 | 0.056 | 0.023 | 0.006 | 0.059
23 | Virderi | 435 | -33 | -35 | 30 | 22 | 5800 | 33 | 108 | 350 | 0.53 | 460 | 180 | 2 | 0.2 | 0.36 | 0.46 | 0.12 | 0.056 | 0.023 | 0.006 | 0.059
24 | Winnipeg | 235 | -33 | -35 | 30 | 23 | 5900 | 28 | 97 | 415 | 0.58 | 500 | 180 | 1.9 | 0.2 | 0.35 | 0.45 | 0.12 | 0.056 | 0.023 | 0.006 | 0.059
BACK to the basic menue
confirm selected location

## Ontario
Planningtool - CANADA V-6.0
DEGERtracker according OBC 2012 / National Building Code of Canada
Please choose relevant location in the list by clicking!!
Province Ontario
[6 empty] | Selected location: | Wallaceburg |  | q1/50: | 0.43 | kPa (kN/m²)
[9 empty] | Ss: | 0.9 | kPa (kN/m²)
Design Data for Selected Location
| Province and Location | Elev., | Design Temperature |  |  |  | Degree-Days Below 18°C | 15 min. Rain | One Day Rain, 1/50 | Ann. Rain | Moist Index | Ann. Tot. Ppn., | Driving Rain Wind Pressure | Snow Load |  | Hourly Wind |  | Seismic Data
|  |  | January |  | July 2.5% |  |  |  | mm |  |  |  |  | kPa, 1/50 |  | Pressures, kPa
|  | m | 2.5% °C | 1% °C | Dry °C | Wet °C |  | mm | mm | mm |  | mm | Pa. 1/5 | Ss | Sr | 1/10 | 1/50 | Sa(0.2) | Sa(0.5) | Sa(1.0) | Sa(2.0) | PGA
| Wallaceburg | 180 | -16 | -18 | 31 | 24 | 3700 | 28 | 97 | 760 | 0.87 | 825 | 180 | 0.9 | 0.4 | 0.32 | 0.43 | 0.18 | 0.087 | 0.041 | 0.011 | 0.11
209
Ontario
1 | Ailsa Craig | 230 | -17 | -19 | 30 | 23 | 4000 | 25 | 103 | 800 | 0.93 | 950 | 180 | 2.2 | 0.4 | 0.4 | 0.55 | 0.16 | 0.082 | 0.044 | 0.012 | 0.092
2 | Ajax | 95 | -20 | -22 | 30 | 23 | 4000 | 23 | 92 | 760 | 0.9 | 825 | 160 | 1 | 0.4 | 0.43 | 0.57 | 0.22 | 0.11 | 0.058 | 0.015 | 0.12
3 | Alexandria | 80 | -24 | -26 | 30 | 23 | 4600 | 28 | 103 | 800 | 0.91 | 975 | 160 | 2.4 | 0.4 | 0.3 | 0.4 | 0.68 | 0.33 | 0.14 | 0.046 | 0.42
4 | Alliston | 220 | -23 | -25 | 29 | 23 | 4400 | 28 | 113 | 690 | 0.81 | 875 | 120 | 2 | 0.4 | 0.22 | 0.33 | 0.17 | 0.092 | 0.048 | 0.013 | 0.087
5 | Almonte | 120 | -26 | -28 | 30 | 23 | 4850 | 25 | 86 | 730 | 0.84 | 800 | 140 | 2.5 | 0.4 | 0.3 | 0.41 | 0.58 | 0.28 | 0.12 | 0.039 | 0.37
6 | Armstrong | 340 | -39 | -42 | 28 | 21 | 7050 | 23 | 97 | 525 | 0.75 | 725 | 100 | 2.7 | 0.4 | 0.21 | 0.27 | 0.12 | 0.056 | 0.023 | 0.006 | 0.059
7 | Arnprior | 85 | -27 | -29 | 30 | 23 | 4800 | 23 | 86 | 630 | 0.76 | 775 | 140 | 2.5 | 0.4 | 0.27 | 0.37 | 0.64 | 0.31 | 0.13 | 0.043 | 0.4
8 | Atikokan | 400 | -34 | -37 | 29 | 22 | 6100 | 25 | 103 | 570 | 0.77 | 760 | 100 | 2.4 | 0.3 | 0.21 | 0.27 | 0.12 | 0.056 | 0.023 | 0.006 | 0.059
9 | Aurora | 270 | -21 | -23 | 30 | 23 | 4300 | 28 | 108 | 700 | 0.81 | 800 | 140 | 2 | 0.4 | 0.3 | 0.44 | 0.19 | 0.1 | 0.052 | 0.014 | 0.1
10 | Bancroft | 365 | -27 | -29 | 29 | 22 | 4900 | 25 | 92 | 720 | 0.85 | 900 | 100 | 3.1 | 0.4 | 0.23 | 0.32 | 0.26 | 0.15 | 0.071 | 0.022 | 0.13
11 | Barrie | 245 | -24 | -26 | 29 | 22 | 4600 | 28 | 97 | 700 | 0.83 | 900 | 120 | 2.5 | 0.4 | 0.21 | 0.33 | 0.16 | 0.094 | 0.049 | 0.014 | 0.076
12 | Barrietield | 100 | -22 | -24 | 27 | 23 | 4250 | 23 | 113 | 780 | 0.96 | 950 | 160 | 2.1 | 0.4 | 0.35 | 0.47 | 0.29 | 0.16 | 0.083 | 0.023 | 0.16
13 | Beaverton | 240 | -24 | -26 | 30 | 22 | 4550 | 28 | 108 | 720 | 0.87 | 950 | 120 | 2.2 | 0.4 | 0.24 | 0.36 | 0.16 | 0.1 | 0.053 | 0.015 | 0.078
14 | Belleville | 90 | -22 | -24 | 29 | 23 | 4100 | 23 | 103 | 760 | 0.89 | 850 | 180 | 1.7 | 0.4 | 0.32 | 0.43 | 0.26 | 0.14 | 0.073 | 0.02 | 0.14
15 | Belmont | 260 | -17 | -19 | 30 | 23 | 4050 | 25 | 97 | 850 | 0.95 | 950 | 180 | 1.7 | 0.4 | 0.35 | 0.51 | 0.2 | 0.098 | 0.048 | 0.013 | 0.13
16 | Big Trout Lake | 215 | -38 | -40 | 25 | 20 | 7650 | 13 | 92 | 400 | 0.75 | 600 | 150 | 3.2 | 0.2 | 0.33 | 0.42 | 0.12 | 0.056 | 0.023 | 0.006 | 0.059
17 | CFB Borden | 225 | -23 | -25 | 29 | 22 | 4550 | 28 | 113 | 690 | 0.82 | 875 | 120 | 22 | 0.4 | 0.21 | 0.33 | 0.16 | 0.09 | 0.048 | 0.013 | 0.081
18 | Bracebridge | 310 | -26 | -28 | 29 | 22 | 4850 | 25 | 103 | 830 | 0.95 | 1050 | 120 | 3.1 | 0.4 | 0.26 | 0.35 | 0.18 | 0.11 | 0.053 | 0.016 | 0.078
19 | Bradtord | 240 | -23 | -25 | 30 | 23 | 4400 | 28 | 108 | 680 | 0.8 | 800 | 120 | 2.1 | 0.4 | 0.24 | 0.36 | 0.18 | 0.097 | 0.05 | 0.014 | 0.093
20 | Brampton | 215 | -19 | -21 | 30 | 23 | 4250 | 28 | 119 | 720 | 0.81 | 820 | 140 | 1.3 | 0.4 | 0.32 | 0.44 | 0.26 | 0.12 | 0.052 | 0.015 | 0.18
21 | Brantford | 205 | -17 | -19 | 30 | 23 | 3950 | 23 | 103 | 780 | 0.89 | 850 | 160 | 1.3 | 0.4 | 0.31 | 0.4 | 0.24 | 0.12 | 0.052 | 0.014 | 0.16
22 | Brighton | 95 | -21 | -23 | 29 | 23 | 4200 | 23 | 97 | 760 | 0.9 | 850 | 160 | 1.6 | 0.4 | 0.42 | 0.54 | 0.25 | 0.13 | 0.068 | 0.018 | 0.14
23 | Brockville | 85 | -23 | -25 | 29 | 23 | 4275 | 25 | 103 | 770 | 0.89 | 975 | 180 | 2.2 | 0.4 | 0.32 | 0.44 | 0.4 | 0.2 | 0.1 | 0.03 | 0.22
24 | Burk’s Falls | 305 | -26 | -28 | 29 | 21 | 5100 | 25 | 103 | 810 | 0.94 | 1010 | 120 | 2.7 | 0.4 | 0.26 | 0.35 | 0.21 | 0.12 | 0.057 | 0.018 | 0.11
25 | Burlington | 80 | -17 | -19 | 31 | 23 | 3775 | 23 | 103 | 770 | 0.91 | 850 | 160 | 0.9 | 0.4 | 0.36 | 0.46 | 0.36 | 0.18 | 0.063 | 0.02 | 0.27
26 | Cambridge | 295 | -18 | -20 | 29 | 23 | 4150 | 25 | 113 | 800 | 0.91 | 890 | 160 | 1.6 | 0.4 | 0.26 | 0.35 | 0.22 | 0.11 | 0.05 | 0.013 | 0.14
27 | Campbellford | 150 | -23 | -26 | 30 | 23 | 4450 | 25 | 97 | 730 | 0.85 | 850 | 160 | 1.7 | 0.4 | 0.29 | 0.41 | 0.23 | 0.13 | 0.067 | 0.019 | 0.12
28 | Cannington | 255 | -24 | -26 | 30 | 23 | 4550 | 28 | 108 | 740 | 0.85 | 950 | 120 | 2.2 | 0.4 | 0.24 | 0.36 | 0.17 | 0.1 | 0.054 | 0.015 | 0.081
29 | Carleton Place | 135 | -25 | -27 | 30 | 23 | 4800 | 25 | 86 | 730 | 0.84 | 850 | 160 | 2.5 | 0.4 | 0.3 | 0.41 | 0.52 | 0.25 | 0.11 | 0.036 | 0.34
30 | Cavan | 200 | -22 | -25 | 30 | 23 | 4500 | 28 | 97 | 740 | 0.86 | 850 | 140 | 2 | 0.4 | 0.31 | 0.44 | 0.2 | 0.12 | 0.06 | 0.017 | 0.1
31 | Centralia | 260 | -17 | -19 | 30 | 23 | 4100 | 25 | 103 | 820 | 0.95 | 1000 | 180 | 2.3 | 0.4 | 0.37 | 0.53 | 0.14 | 0.08 | 0.043 | 0.011 | 0.081
32 | Chapleau | 425 | -35 | -38 | 27 | 21 | 6200 | 23 | 97 | 530 | 0.72 | 850 | 80 | 4 | 0.4 | 0.19 | 0.28 | 0.12 | 0.058 | 0.029 | 0.009 | 0.059
33 | Chatham | 180 | -16 | -18 | 31 | 24 | 3750 | 28 | 103 | 800 | 0.86 | 850 | 180 | 1 | 0.4 | 0.32 | 0.43 | 0.2 | 0.095 | 0.044 | 0.012 | 0.13
34 | Chesley | 275 | -19 | -21 | 29 | 22 | 4500 | 28 | 103 | 810 | 0.94 | 1125 | 140 | 2.8 | 0.4 | 0.33 | 0.48 | 0.13 | 0.077 | 0.041 | 0.011 | 0.063
35 | Clinton | 280 | -17 | -19 | 29 | 23 | 4150 | 23 | 103 | 810 | 0.94 | 1000 | 160 | 2.6 | 0.4 | 0.37 | 0.53 | 0.13 | 0.075 | 0.041 | 0.011 | 0.065
36 | Coboconk | 270 | -25 | -27 | 29 | 22 | 4750 | 25 | 108 | 740 | 0.87 | 950 | 120 | 2.5 | 0.4 | 0.26 | 0.35 | 0.18 | 0.11 | 0.056 | 0.016 | 0.08
37 | Cobourg | 90 | -21 | -23 | 30 | 23 | 4100 | 23 | 97 | 760 | 0.9 | 825 | 160 | 1.2 | 0.4 | 0.46 | 0.59 | 0.24 | 0.12 | 0.065 | 0.017 | 0.13
38 | Cochrane | 245 | -34 | -36 | 29 | 21 | 6400 | 20 | 86 | 575 | 0.77 | 875 | 80 | 2.8 | 0.3 | 0.26 | 0.35 | 0.21 | 0.1 | 0.046 | 0.014 | 0.15
39 | Colborne | 105 | -21 | -23 | 29 | 23 | 4100 | 23 | 86 | 760 | 0.9 | 850 | 160 | 1.6 | 0.4 | 0.44 | 0.56 | 0.24 | 0.13 | 0.067 | 0.018 | 0.14
40 | Collingwood | 190 | -22 | -24 | 29 | 22 | 4300 | 28 | 103 | 720 | 0.87 | 950 | 160 | 2.7 | 0.4 | 0.25 | 0.39 | 0.14 | 0.087 | 0.045 | 0.013 | 0.069
41 | Cornwall | 35 | -23 | -25 | 30 | 23 | 4350 | 28 | 103 | 780 | 0.89 | 960 | 180 | 2.2 | 0.4 | 0.3 | 0.41 | 0.67 | 0.31 | 0.14 | 0.045 | 0.41
42 | Corunna | 185 | -16 | -18 | 31 | 23 | 3800 | 23 | 97 | 760 | 0.87 | 800 | 180 | 1 | 0.4 | 0.35 | 0.47 | 0.14 | 0.076 | 0.04 | 0.011 | 0.084
43 | Deep River | 145 | -29 | -32 | 30 | 22 | 5050 | 23 | 92 | 650 | 0.82 | 850 | 100 | 2.5 | 0.4 | 0.26 | 0.35 | 0.66 | 0.32 | 0.13 | 0.043 | 0.42
44 | Deseronto | 85 | -22 | -24 | 28 | 23 | 4200 | 23 | 97 | 760 | 0.89 | 900 | 160 | 1.9 | 0.4 | 0.32 | 0.43 | 0.27 | 0.15 | 0.076 | 0.021 | 0.14
45 | Dorchester | 260 | -18 | -20 | 30 | 23 | 4100 | 28 | 103 | 850 | 0.96 | 950 | 180 | 1.9 | 0.4 | 0.33 | 0.48 | 0.19 | 0.096 | 0.048 | 0.013 | 0.12
46 | Dorion | 200 | -33 | -35 | 28 | 21 | 5950 | 20 | 103 | 550 | 0.77 | 725 | 160 | 2.8 | 0.4 | 0.3 | 0.39 | 0.12 | 0.056 | 0.023 | 0.006 | 0.059
47 | Dresden | 185 | -16 | -18 | 31 | 24 | 3750 | 28 | 97 | 760 | 0.84 | 820 | 180 | 1 | 0.4 | 0.32 | 0.43 | 0.18 | 0.091 | 0.044 | 0.012 | 0.12
48 | Dryden | 370 | -34 | -36 | 27 | 22 | 6000 | 25 | 97 | 550 | 0.7 | 700 | 120 | 2.4 | 0.3 | 0.21 | 0.27 | 0.12 | 0.056 | 0.023 | 0.006 | 0.059
49 | Dunnville | 175 | -15 | -17 | 30 | 24 | 3900 | 23 | 119 | 830 | 0.95 | 950 | 160 | 2 | 0.4 | 0.33 | 0.42 | 0.35 | 0.17 | 0.062 | 0.019 | 0.26
50 | Durham | 340 | -20 | -22 | 29 | 22 | 4700 | 28 | 103 | 815 | 0.94 | 1025 | 140 | 2.8 | 0.4 | 0.31 | 0.44 | 0.14 | 0.08 | 0.042 | 0.012 | 0.068
51 | Dutton | 225 | -16 | -18 | 31 | 24 | 3900 | 28 | 92 | 850 | 0.96 | 925 | 180 | 1.3 | 0.4 | 0.34 | 0.47 | 0.2 | 0.097 | 0.047 | 0.013 | 0.13
52 | Earlton | 245 | -33 | -36 | 30 | 21 | 5900 | 23 | 92 | 560 | 0.75 | 820 | 120 | 2.6 | 0.4 | 0.32 | 0.45 | 0.26 | 0.13 | 0.063 | 0.018 | 0.16
53 | Edison | 365 | -34 | -36 | 28 | 22 | 5950 | 25 | 108 | 510 | 0.65 | 680 | 120 | 2.4 | 0.3 | 0.23 | 0.31 | 0.12 | 0.056 | 0.023 | 0.006 | 0.059
54 | Elmvale | 220 | -24 | -26 | 29 | 22 | 4400 | 28 | 97 | 720 | 0.87 | 950 | 140 | 2.6 | 0.4 | 0.24 | 0.36 | 0.15 | 0.092 | 0.048 | 0.014 | 0.07
55 | Embro | 310 | -18 | -20 | 29 | 23 | 4200 | 28 | 119 | 830 | 0.94 | 950 | 160 | 2 | 0.4 | 0.33 | 0.48 | 0.18 | 0.094 | 0.048 | 0.013 | 0.12
56 | Englehart | 205 | -33 | -36 | 30 | 21 | 6000 | 23 | 92 | 600 | 0.78 | 880 | 100 | 2.5 | 0.4 | 0.29 | 0.41 | 0.25 | 0.12 | 0.061 | 0.018 | 0.16
57 | Espanola | 220 | -25 | -27 | 28 | 21 | 5200 | 23 | 108 | 650 | 0.83 | 840 | 160 | 2.3 | 0.4 | 0.28 | 0.42 | 0.12 | 0.075 | 0.038 | 0.011 | 0.059
58 | Exeter | 265 | -17 | -19 | 30 | 23 | 4150 | 25 | 113 | 810 | 0.94 | 975 | 180 | 2.4 | 0.4 | 0.37 | 0.53 | 0.14 | 0.079 | 0.043 | 0.011 | 0.076
59 | Fenelon Falls | 260 | -25 | -27 | 30 | 23 | 4650 | 25 | 108 | 730 | 0.86 | 950 | 120 | 2.3 | 0.4 | 0.25 | 0.36 | 0.18 | 0.11 | 0.056 | 0.016 | 0.081
60 | Fergus | 400 | -20 | -22 | 29 | 23 | 4600 | 33 | 108 | 760 | 0.87 | 925 | 160 | 2.2 | 0.4 | 0.26 | 0.36 | 0.18 | 0.094 | 0.047 | 0.013 | 0.1
61 | Forest | 215 | -16 | -18 | 31 | 23 | 3850 | 23 | 103 | 810 | 0.95 | 875 | 160 | 2 | 0.4 | 0.39 | 0.52 | 0.14 | 0.077 | 0.041 | 0.011 | 0.079
62 | Fort Erie | 180 | -15 | -17 | 30 | 24 | 3800 | 23 | 113 | 860 | 0.98 | 1020 | 160 | 2.6 | 0.4 | 0.36 | 0.46 | 0.4 | 0.19 | 0.07 | 0.021 | 0.29
63 | Fort Erie (Ridgeway) | 190 | -15 | -17 | 30 | 24 | 3750 | 28 | 113 | 860 | 0.98 | 1000 | 160 | 2.5 | 0.4 | 0.37 | 0.46 | 0.39 | 0.19 | 0.068 | 0.02 | 0.28
64 | Fort Frances | 340 | -33 | -35 | 29 | 22 | 5550 | 25 | 108 | 570 | 0.71 | 725 | 120 | 2.3 | 0.3 | 0.23 | 0.31 | 0.12 | 0.056 | 0.023 | 0.006 | 0.059
65 | Gananoque | 80 | -22 | -24 | 28 | 23 | 4200 | 23 | 103 | 760 | 0.91 | 900 | 180 | 2.1 | 0.4 | 0.35 | 0.47 | 0.31 | 0.17 | 0.088 | 0.025 | 0.17
66 | Geraldton | 345 | -35 | -38 | 28 | 21 | 6800 | 20 | 86 | 550 | 0.77 | 725 | 100 | 2.9 | 0.4 | 0.21 | 0.27 | 0.12 | 0.056 | 0.023 | 0.006 | 0.059
67 | Glencoe | 215 | -16 | -18 | 31 | 24 | 3900 | 28 | 103 | 800 | 0.91 | 925 | 180 | 1.5 | 0.4 | 0.31 | 0.43 | 0.19 | 0.093 | 0.046 | 0.012 | 0.12
68 | Goderich | 185 | -16 | -18 | 29 | 23 | 4000 | 23 | 92 | 810 | 0.95 | 950 | 180 | 2.4 | 0.4 | 0.4 | 0.55 | 0.12 | 0.073 | 0.039 | 0.011 | 0.062
69 | Gore Bay | 205 | -23 | -25 | 29 | 21 | 4900 | 23 | 92 | 640 | 0.84 | 860 | 160 | 2.6 | 0.4 | 0.3 | 0.39 | 0.12 | 0.067 | 0.034 | 0.01 | 0.059
70 | Graham | 495 | -37 | -40 | 29 | 22 | 6400 | 23 | 97 | 570 | 0.75 | 750 | 140 | 2.6 | 0.3 | 0.21 | 0.27 | 0.12 | 0.056 | 0.023 | 0.006 | 0.059
71 | Gravenhurst (Muskoka Airport) | 255 | -26 | -28 | 29 | 22 | 4750 | 25 | 103 | 790 | 0.92 | 1050 | 120 | 2.7 | 0.4 | 0.26 | 0.35 | 0.17 | 0.1 | 0.052 | 0.015 | 0.073
72 | Grimsby | 85 | -16 | -18 | 30 | 23 | 3650 | 23 | 108 | 760 | 0.9 | 875 | 160 | 0.9 | 0.4 | 0.36 | 0.46 | 0.4 | 0.19 | 0.069 | 0.02 | 0.29
73 | Guelph | 340 | -19 | -21 | 29 | 23 | 4350 | 28 | 113 | 770 | 0.88 | 875 | 140 | 1.9 | 0.4 | 0.25 | 0.33 | 0.21 | 0.1 | 0.049 | 0.013 | 0.13
74 | Guthrie | 280 | -24 | -26 | 29 | 22 | 4550 | 28 | 103 | 700 | 0.83 | 950 | 120 | 2.5 | 0.4 | 0.21 | 0.33 | 0.16 | 0.096 | 0.049 | 0.014 | 0.075
75 | Haileybury | 210 | -32 | -35 | 30 | 21 | 5600 | 23 | 92 | 590 | 0.77 | 820 | 120 | 2.4 | 0.4 | 0.32 | 0.44 | 0.29 | 0.14 | 0.069 | 0.02 | 0.18
76 | Haldirnand (Caledonia) | 190 | -17 | -19 | 30 | 23 | 3900 | 23 | 108 | 810 | 0.93 | 875 | 160 | 1.2 | 0.4 | 0.31 | 0.4 | 0.34 | 0.17 | 0.06 | 0.019 | 0.25
77 | Haldimand (Hagersville) | 215 | -16 | -18 | 30 | 23 | 4000 | 25 | 97 | 840 | 0.95 | 875 | 160 | 1.3 | 0.4 | 0.33 | 0.42 | 0.29 | 0.14 | 0.053 | 0.017 | 0.22
78 | Haliburton | 335 | -27 | -29 | 29 | 22 | 4950 | 25 | 92 | 780 | 0.9 | 980 | 100 | 2.9 | 0.4 | 0.26 | 0.35 | 0.21 | 0.12 | 0.062 | 0.019 | 0.1
79 | Halton Hill (Georgetown) | 255 | -19 | -21 | 30 | 23 | 4300 | 28 | 119 | 750 | 0.84 | 850 | 140 | 1.4 | 0.4 | 0.27 | 0.37 | 0.25 | 0.12 | 0.051 | 0.015 | 0.17
80 | Hamilton | 90 | -17 | -19 | 31 | 23 | 3600 | 23 | 108 | 810 | 0.9 | 875 | 160 | 0.9 | 0.4 | 0.36 | 0.46 | 0.33 | 0.16 | 0.058 | 0.018 | 0.24
81 | Hanover | 270 | -19 | -21 | 30 | 22 | 4600 | 28 | 108 | 790 | 0.92 | 1050 | 140 | 2.6 | 0.4 | 0.34 | 0.48 | 0.13 | 0.077 | 0.041 | 0.011 | 0.065
82 | Hastings | 200 | -23 | -26 | 30 | 23 | 4450 | 28 | 92 | 730 | 0.85 | 840 | 140 | 2 | 0.4 | 0.29 | 0.41 | 0.23 | 0.13 | 0.065 | 0.018 | 0.11
83 | Hawkesbury | 50 | -25 | -27 | 30 | 23 | 4750 | 23 | 103 | 800 | 0.91 | 925 | 160 | 2.3 | 0.4 | 0.31 | 0.41 | 0.65 | 0.32 | 0.14 | 0.042 | 0.39
84 | Hearst | 245 | -34 | -36 | 28 | 21 | 6500 | 20 | 81 | 520 | 0.74 | 825 | 80 | 2.8 | 0.3 | 0.2 | 0.28 | 0.12 | 0.056 | 0.027 | 0.008 | 0.059
85 | Honey Harbour | 180 | -24 | -26 | 29 | 22 | 4300 | 23 | 97 | 710 | 0.87 | 1050 | 160 | 2.7 | 0.4 | 0.25 | 0.39 | 0.15 | 0.095 | 0.048 | 0.014 | 0.068
86 | Hornepayne | 360 | -37 | -40 | 28 | 21 | 6500 | 20 | 97 | 420 | 0.68 | 750 | 80 | 3.6 | 0.4 | 0.19 | 0.28 | 0.12 | 0.056 | 0.023 | 0.007 | 0.059
87 | Huntsville | 335 | -26 | -29 | 29 | 22 | 4900 | 25 | 103 | 800 | .0.93 | 1000 | 120 | 2.9 | 0.4 | 0.26 | 0.35 | 0.2 | 0.12 | 0.056 | 0.017 | 0.094
88 | Ingersoll | 280 | -18 | -20 | 30 | 23 | 4100 | 28 | 108 | 840 | 0.95 | 950 | 180 | 1.7 | 0.4 | 0.33 | 0.48 | 0.19 | 0.098 | 0.049 | 0.013 | 0.12
89 | Iroquois Falls | 275 | -33 | -36 | 29 | 21 | 6300 | 20 | 86 | 575 | 0.77 | 825 | 100 | 2.9 | 0.3 | 0.3 | 0.4 | 0.21 | 0.1 | 0.049 | 0.015 | 0.15
90 | Jellicoe | 330 | -36 | -39 | 28 | 21 | 6600 | 20 | 86 | 550 | 0.76 | 750 | 100 | 2.7 | 0.4 | 0.21 | 0.27 | 0.12 | 0.056 | 0.023 | 0.006 | 0.059
91 | Kapuskasing | 245 | -33 | -35 | 28 | 21 | 6450 | 20 | 86 | 550 | 0.76 | 825 | 100 | 2.8 | 0.3 | 0.23 | 0.31 | 0.14 | 0.073 | 0.036 | 0.011 | 0.091
92 | Kemptville | 90 | -25 | -27 | 30 | 23 | 4650 | 25 | 86 | 750 | 0.86 | 925 | 160 | 2.3 | 0.4 | 0.3 | 0.41 | 0.6 | 0.28 | 0.12 | 0.04 | 0.37
93 | Kenora | 370 | -33 | -36 | 28 | 22 | 5850 | 25 | 113 | 515 | 0.64 | 630 | 120 | 2.3 | 0.3 | 0.23 | 0.31 | 0.12 | 0.056 | 0.023 | 0.006 | 0.059
94 | Killaloe | 185 | -28 | -31 | 30 | 22 | 5100 | 23 | 86 | 680 | 0.83 | 825 | 120 | 2.7 | 0.4 | 0.26 | 0.35 | 0.48 | 0.23 | 0.1 | 0.034 | 0.31
95 | Kincardine | 190 | -17 | -19 | 28 | 22 | 4100 | 23 | 92 | 800 | 0.95 | 950 | 180 | 2.6 | 0.4 | 0.4 | 0.55 | 0.12 | 0.073 | 0.038 | 0.011 | 0.06
96 | Kingston | 80 | -22 | -24 | 27 | 23 | 4300 | 23 | 113 | 780 | 0.96 | 950 | 180 | 2.1 | 0.4 | 0.35 | 0.47 | 0.3 | 0.16 | 0.084 | 0.024 | 0.16
97 | Kinmount | 295 | -26 | -28 | 29 | 22 | 4800 | 25 | 108 | 750 | 0.88 | 950 | 120 | 2.7 | 0.4 | 0.26 | 0.35 | 0.19 | 0.12 | 0.058 | 0.017 | 0.087
98 | Kirkland Lake | 325 | -33 | -36 | 30 | 21 | 6100 | 20 | 103 | 600 | 0.78 | 875 | 100 | 2.9 | 0.3 | 0.29 | 0.41 | 0.24 | 0.12 | 0.057 | 0.017 | 0.15
99 | Kitchener | 335 | -19 | -21 | 29 | 23 | 4250 | 28 | 119 | 780 | 0.89 | 925 | 140 | 2 | 0.4 | 0.27 | 0.37 | 0.19 | 0.096 | 0.048 | 0.013 | 0.11
100 | Lakefield | 240 | -24 | -26 | 30 | 23 | 4550 | 28 | 92 | 720 | 0.85 | 850 | 140 | 2.2 | 0.4 | 0.27 | 0.38 | 0.2 | 0.12 | 0.061 | 0.017 | 0.095
101 | Lansdowne | 240 | -39 | -41 | 28 | 21 | 7150 | 18 | 97 | 500 | 0.78 | 680 | 140 | 2.9 | 0.2 | 0.24 | 0.32 | 0.12 | 0.056 | 0.023 | 0.006 | 0.059
102 | House Laernington | 190 | -15 | -17 | 31 | 24 | 3600 | 28 | 113 | 800 | 0.91 | 875 | 180 | 0.8 | 0.4 | 0.35 | 0.47 | 0.2 | 0.096 | 0.043 | 0.012 | 0.14
103 | Lindsay | 265 | -24 | -26 | 30 | 23 | 4550 | 25 | 103 | 720 | 0.84 | 850 | 140 | 2.3 | 0.4 | 0.26 | 0.38 | 0.18 | 0.11 | 0.057 | 0.016 | 0.084
104 | Lion’s Head | 185 | -19 | -21 | 27 | 22 | 4300 | 25 | 108 | 700 | 89 | 950 | 180 | 2.7 | 0.4 | 0.33 | 0.48 | 0.12 | 0.077 | 0.04 | 0.012 | 0.059
105 | Listowel | 380 | -19 | -21 | 29 | 23 | 4500 | 30 | 119 | 800 | 0.93 | 1000 | 160 | 2.6 | 0.4 | 0.34 | 0.47 | 0.15 | 0.081 | 0.043 | 0.012 | 0.075
106 | London | 245 | -18 | -20 | 30 | 23 | 4150 | 28 | 103 | 825 | 0.94 | 975 | 180 | 1.9 | 0.4 | 0.36 | 0.54 | 0.18 | 0.094 | 0.047 | 0.013 | 0.12
107 | Lucan | 300 | -17 | -19 | 30 | 23 | 4150 | 25 | 113 | 810 | 0.94 | 1000 | 180 | 2.3 | 0.4 | 0.39 | 0.55 | 0.16 | 0.083 | 0.044 | 0.012 | 0.093
108 | Maitland | 85 | -23 | -25 | 29 | 23 | 4200 | 25 | 103 | 770 | 0.89 | 975 | 180 | 2.2 | 0.4 | 0.32 | 0.44 | 0.41 | 0.21 | 0.11 | 0.031 | 0.23
109 | Markdale | 425 | -20 | -22 | 29 | 22 | 4600 | 28 | 103 | 820 | 0.94 | 1050 | 160 | 3.4 | 0.4 | 0.29 | 0.41 | 0.14 | 0.081 | 0.043 | 0.012 | 0.067
110 | Markham | 175 | -20 | -22 | 31 | 24 | 4200 | 25 | 86 | 720 | 0.81 | 825 | 140 | 1.3 | 0.4 | 0.39 | 0.53 | 0.22 | 0.11 | 0.055 | 0.015 | 0.12
111 | Martin | 485 | -36 | -39 | 29 | 22 | 6200 | 25 | 103 | 560 | 0.75 | 750 | 120 | 2.6 | 0.3 | 0.21 | 0.27 | 0.12 | 0.056 | 0.023 | 0.006 | 0.059
112 | Matheson | 265 | -33 | -36 | 29 | 21 | 6250 | 20 | 86 | 580 | 0.77 | 825 | 100 | 2.8 | 0.3 | 0.3 | 0.41 | 0.22 | 0.11 | 0.052 | 0.015 | 0.15
113 | Mattawa | 165 | -29 | -31 | 30 | 22 | 5300 | 23 | 86 | 700 | 0.86 | 875 | 100 | 2.1 | 0.4 | 0.24 | 0.32 | 0.51 | 0.24 | 0.099 | 0.033 | 0.34
114 | Midland | 190 | -23 | -26 | 29 | 22 | 4300 | 25 | 97 | 740 | 0.88 | 1060 | 160 | 2.7 | 0.4 | 0.25 | 0.39 | 0.15 | 0.093 | 0.048 | 0.014 | 0.068
115 | Milton | 200 | -18 | -20 | 30 | 23 | 4100 | 25 | 119 | 750 | 0.85 | 850 | 160 | 1.3 | 0.4 | 0.32 | 0.43 | 0.3 | 0.15 | 0.054 | 0.017 | 0.22
116 | Milverton | 370 | -19 | -21 | 29 | 23 | 4450 | 30 | 108 | 800 | 0.93 | 1050 | 160 | 2.4 | 0.4 | 0.31 | 0.43 | 0.15 | 0.082 | 0.045 | 0.012 | 0.08
117 | Minden | 270 | -26 | -29 | 29 | 22 | 4900 | 25 | 97 | 780 | 0.9 | 1010 | 100 | 2.7 | 0.4 | 0.26 | 0.35 | 0.19 | 0.12 | 0.058 | 0.017 | 0.089
118 | Mississauga | 160 | -18 | -20 | 30 | 23 | 3950 | 25 | 113 | 720 | 0.85 | 800 | 160 | 1.1 | 0.4 | 0.37 | 0.49 | 0.31 | 0.15 | 0.055 | 0.017 | 0.22
119 | Mississauga (Port Credit) | 75 | 18 | 20 | 30 | 23 | 3800 | 25 | 108 | 720 | 0.87 | 800 | 160 | 0.9 | 0.4 | 0.37 | 0.49 | 0.32 | 0.16 | 0.058 | 0.018 | 0.24
120 | Mitchell | 335 | -18 | -20 | 29 | 23 | 4400 | 28 | 113 | 810 | 0.94 | 1050 | 160 | 2.4 | 0.4 | 0.35 | 0.5 | 0.14 | 0.08 | 0.043 | 0.012 | 0.075
121 | Moosonee | 10 | -36 | -38 | 28 | 21 | 7100 | 18 | 81 | 500 | 0.84 | 700 | 160 | 2.2 | 0.3 | 0.26 | 0.35 | 0.15 | 0.073 | 0.035 | 0.01 | 0.1
122 | Morrisburg | 75 | -23 | -25 | 30 | 23 | 4550 | 25 | 108 | 800 | 0.91 | 950 | 180 | 2.3 | 0.4 | 0.3 | 0.41 | 0.63 | 0.29 | 0.13 | 0.042 | 0.39
123 | Mount Forest | 420 | -21 | -23 | 29 | 22 | 4750 | 30 | 103 | 740 | 0.87 | 940 | 140 | 2.7 | 0.4 | 0.29 | 0.41 | 0.15 | 0.082 | 0.043 | 0.012 | 0.074
124 | Nakina | 325 | -35 | -37 | 28 | 21 | 6900 | 20 | 86 | 540 | 0.76 | 750 | 100 | 2.8 | 0.4 | 0.21 | 0.27 | 0.12 | 0.056 | 0.023 | 0.006 | 0.059
125 | Nanticoke (Jarvis) | 205 | -16 | -18 | 30 | 23 | 4000 | 28 | 108 | 840 | 0.95 | 900 | 160 | 1.4 | 0.4 | 0.33 | 0.43 | 0.26 | 0.13 | 0.053 | 0.015 | 0.18
126 | Nanticoke (Port Dover) | 180 | -15 | -17 | 30 | 24 | 3900 | 25 | 108 | 860 | 0.98 | 950 | 140 | 1.2 | 0.4 | 0.36 | 0.46 | 0.23 | 0.11 | 0.052 | 0.014 | 0.15
127 | Napanee | 90 | -22 | -24 | 28 | 23 | 4250 | 23 | 92 | 770 | 0.9 | 900 | 160 | 1.9 | 0.4 | 0.32 | 0.43 | 0.28 | 0.15 | 0.078 | 0.022 | 0.15
128 | New Liskeard | 180 | -32 | -35 | 30 | 21 | 5700 | 23 | 92 | 570 | 0.75 | 810 | 100 | 2.3 | 0.4 | 0.31 | 0.43 | 0.29 | 0.14 | 0.068 | 0.02 | 0.18
129 | Newcastle | 115 | -20 | -22 | 30 | 23 | 4200 | 23 | 86 | 760 | 0.9 | 830 | 160 | 1.5 | 0.4 | 0.46 | 0.59 | 0.22 | 0.12 | 0.061 | 0.016 | 0.12
130 | Newcastle (Bowmanville) | 245 | -20 | -22 | 30 | 23 | 4200 | 23 | 86 | 760 | 0.9 | 830 | 160 | 1.4 | 0.4 | 0.46 | 0.6 | 0.21 | 0.12 | 0.06 | 0.016 | 0.12
131 | Newmarket | 185 | -22 | -24 | 30 | 23 | 4400 | 28 | 108 | 700 | 0.81 | 800 | 140 | 2 | 0.4 | 0.26 | 0.38 | 0.19 | 0.1 | 0.051 | 0.014 | 0.1
132 | Niagara Falls | 210 | -16 | -18 | 30 | 23 | 3700 | 23 | 103 | 810 | 0.94 | 950 | 160 | 2 | 0.4 | 0.33 | 0.43 | 0.41 | 0.2 | 0.073 | 0.021 | 0.3
133 | North Bay | 210 | -28 | -30 | 28 | 21 | 5300 | 28 | 97 | 775 | 0.93 | 975 | 120 | 2.2 | 0.4 | 0.26 | 0.34 | 0.29 | 0.15 | 0.068 | 0.022 | 0.18
134 | Norwood | 225 | -24 | -26 | 30 | 23 | 4500 | 28 | 92 | 720 | 0.84 | 850 | 120 | 2.1 | 0.4 | 0.29 | 0.41 | 0.22 | 0.12 | 0.065 | 0.018 | 0.11
135 | Oakville | 90 | -18 | -20 | 30 | 23 | 3800 | 23 | 97 | 750 | 0.9 | 850 | 160 | 0.9 | 0.4 | 0.37 | 0.49 | 0.35 | 0.17 | 0.062 | 0.02 | 0.26
136 | Orangeville | 430 | -21 | -23 | 29 | 23 | 4600 | 30 | 108 | 730 | 0.84 | 875 | 140 | 2.3 | 0.4 | 0.25 | 0.36 | 0.18 | 0.095 | 0.048 | 0.013 | 0.099
137 | Orillia | 230 | -25 | -27 | 29 | 22 | 4600 | 25 | 103 | 740 | 0.88 | 1000 | 120 | 2.4 | 0.4 | 0.26 | 0.35 | 0.16 | 0.099 | 0.05 | 0,015 | 0.073
138 | Oshawa | 110 | -19 | -21 | 30 | 23 | 4000 | 23 | 86 | 760 | 0.9 | 875 | 160 | 1.4 | 0.4 | 0.43 | 0.57 | 0.21 | 0.11 | 0.059 | 0.016 | 0.12
139 | Ottawa | 60 | -25 | -27 | 30 | 23 | 4600 | 23 | 86 | 750 | 0.84 | 900 | 160 | 2.4 | 0.4 | 0.3 | 0.41 | 0.66 | 0.32 | 0.13 | 0.044 | 0.42
140 | Owen Sound | 215 | -19 | -21 | 29 | 22 | 4250 | 28 | 119 | 760 | 0.9 | 1075 | 160 | 2.8 | 0.4 | 0.33 | 0.48 | 0.13 | 0.079 | 0.041 | 0.012 | 0.061
141 | Pagwa River | 185 | -34 | -36 | 28 | 21 | 6600 | 20 | 97 | 540 | 0.76 | 825 | 80 | 2.4 | 0.4 | 0.19 | 0.28 | 0.12 | 0.056 | 0.023 | 0.006 | 0.059
142 | Paris | 245 | -17 | -19 | 30 | 23 | 4100 | 23 | 92 | 790 | 0.9 | 925 | 160 | 1.4 | 0.4 | 0.31 | 0.41 | 0.22 | 0.11 | 0.05 | 0.013 | 0.14
143 | Parkhlll | 205 | -16 | -18 | 31 | 23 | 4000 | 23 | 103 | 800 | 0.93 | 925 | 180 | 2.1 | 0.4 | 0.4 | 0.55 | 0.15 | 0.08 | 0.043 | 0.011 | 0.085
144 | Parry Sound | 215 | -24 | -26 | 28 | 21 | 4700 | 23 | 103 | 820 | 0.95 | 1050 | 160 | 2.8 | 0.4 | 0.24 | 0.39 | 0.16 | 0.098 | 0.049 | 0.015 | 0.072
145 | Peiham (Fonthill) | 230 | -15 | -17 | 30 | 23 | 3800 | 23 | 103 | 820 | 0.94 | 950 | 160 | 2.3 | 0.4 | 0.33 | 0.42 | 0.4 | 0.2 | 0.071 | 0.021 | 0.3
146 | Pembroke | 125 | -28 | -31 | 30 | 22 | 5000 | 23 | 108 | 640 | 0.8 | 825 | 100 | 2.5 | 0.4 | 0.26 | 0.35 | 0.66 | 0.32 | 0.13 | 0.044 | 0.42
147 | Penetanguishene | 220 | -23 | -26 | 29 | 22 | 4300 | 25 | 97 | 720 | 0.87 | 1050 | 160 | 2.8 | 0.4 | 0.25 | 0.39 | 0.15 | 0.093 | 0.047 | 0.014 | 0.067
148 | Perth | 130 | -25 | -27 | 30 | 23 | 4650 | 25 | 92 | 730 | 0.84 | 900 | 140 | 2.3 | 0.4 | 0.29 | 0.41 | 0.39 | 0.2 | 0.098 | 0.03 | 0.23
149 | Petawawa | 135 | -29 | -31 | 30 | 22 | 5150 | 23 | 92 | 640 | 0.8 | 825 | 100 | 2.6 | 0.4 | 0.26 | 0.35 | 0.66 | 0.32 | 0.13 | 0.043 | 0.42
150 | Peterborough | 200 | -23 | -25 | 30 | 23 | 4400 | 28 | 92 | 710 | 0.83 | 840 | 140 | 2 | 0.4 | 0.29 | 0.41 | 0.2 | 0.12 | 0.061 | 0.017 | 0.099
151 | Petrolia | 195 | -16 | -18 | 31 | 24 | 3850 | 25 | 108 | 810 | 0.89 | 920 | 180 | 1.3 | 0.4 | 0.35 | 0.47 | 0.16 | 0.081 | 0.042 | 0.011 | 0.094
152 | Pickering (Dunbarton) | 85 | -19 | -21 | 30 | 23 | 4000 | 23 | 92 | 730 | 0.88 | 825 | 140 | 1 | 0.4 | 0.43 | 0.57 | 0.23 | 0.11 | 0.057 | 0.015 | 0.13
153 | Picton | 95 | -21 | -23 | 29 | 23 | 4050 | 23 | 92 | 770 | 0.91 | 940 | 160 | 2 | 0.4 | 0.37 | 0.49 | 0.26 | 0.14 | 0.073 | 0.02 | 0.14
154 | Plattsville | 300 | -18 | -20 | 29 | 23 | 4200 | 28 | 103 | 820 | 0.93 | 950 | 140 | 1.9 | 0.4 | 0.3 | 0.41 | 0.18 | 0.094 | 0.049 | 0.013 | 0.11
155 | Point Alexander | 150 | -29 | -32 | 30 | 22 | 5050 | 23 | 92 | 650 | 0.82 | 850 | 100 | 2.5 | 0.4 | 0.26 | 0.35 | 0.66 | 0.32 | 0.13 | 0.043 | 0.42
156 | Port Burwell | 195 | -15 | -17 | 30 | 24 | 4000 | 25 | 92 | 930 | 1.05 | 1000 | 180 | 1.2 | 0.4 | 0.34 | 0.47 | 0.21 | 0.1 | 0.05 | 0.013 | 0.14
157 | Port Colborne | 180 | -15 | -17 | 30 | 24 | 3750 | 23 | 113 | 850 | 0.97 | 1000 | 160 | 2.3 | 0.4 | 0.37 | 0.46 | 0.38 | 0.19 | 0.068 | 0.02 | 0.28
158 | Port Elgin | 205 | -17 | -19 | 28 | 22 | 4250 | 23 | 92 | 790 | 0.94 | 850 | 180 | 2.8 | 0.4 | 0.4 | 0.55 | 0.12 | 0.074 | 0.039 | 0.011 | 0.059
159 | Port Hope | 100 | -21 | -23 | 30 | 23 | 4050 | 23 | 97 | 760 | 0.9 | 825 | 180 | 1.2 | 0.4 | 0.46 | 0.59 | 0.23 | 0.12 | 0.064 | 0.017 | 0.13
160 | Port Perry | 270 | -22 | -24 | 30 | 23 | 4350 | 25 | 97 | 720 | 0.84 | 850 | 140 | 2.4 | 0.4 | 0.31 | 0.44 | 0.19 | 0.11 | 0.056 | 0.015 | 0.096
161 | Port Stanley | 180 | -15 | -17 | 31 | 24 | 4000 | 25 | 92 | 940 | 1.05 | 975 | 180 | 1.2 | 0.4 | 0.34 | 0.47 | 0.2 | 0.1 | 0.048 | 0.013 | 0.14
162 | Prescott | 90 | -23 | -25 | 29 | 23 | 4250 | 25 | 103 | 770 | 0.88 | 975 | 180 | 2.2 | 0.4 | 0.32 | 0.44 | 0.44 | 0.23 | 0.12 | 0.033 | 0.27
163 | Princeton | 280 | -17 | -19 | 29 | 23 | 4100 | 25 | 97 | 810 | 0.92 | 925 | 160 | 1.5 | 0.4 | 0.3 | 0.41 | 0.2 | 0.099 | 0.05 | 0.013 | 0.12
164 | Raith | 475 | -35 | -37 | 28 | 22 | 6150 | 20 | 97 | 570 | 0.75 | 750 | 120 | 2.7 | 0.4 | 0.21 | 0.27 | 0.12 | 0.056 | 0.023 | 0.006 | 0.059
165 | Rayside-Balfour (Chelmsford) | 270 | -28 | -30 | 29 | 21 | 5400 | 25 | 92 | 650 | 0.8 | 850 | 180 | 2.5 | 0.4 | 0.29 | 0.45 | 0.14 | 0.087 | 0.043 | 0.013 | 0.07
166 | Red Lake | 360 | -34 | -36 | 28 | 22 | 6350 | 18 | 86 | 470 | 0.69 | 630 | 120 | 2.4 | 0.3 | 0.22 | 0.28 | 0.12 | 0.056 | 0.023 | 0.006 | 0.059
167 | Renfrew | 115 | -27 | -30 | 30 | 23 | 4900 | 23 | 103 | 620 | 0.75 | 810 | 140 | 2.5 | 0.4 | 0.26 | 0.35 | 0.63 | 0.3 | 0.12 | 0.041 | 0.39
168 | Richmond Hill | 230 | -20 | -22 | 31 | 24 | 4200 | 25 | 97 | 740 | 0.83 | 850 | 140 | 1.5 | 0.4 | 0.39 | 0.53 | 0.22 | 0.11 | 0.053 | 0.014 | 0.13
169 | Rockland | 50 | -26 | -28 | 30 | 23 | 4800 | 23 | 92 | 780 | 0.89 | 950 | 160 | 2.4 | 0.4 | 0.3 | 0.4 | 0.66 | 0.31 | 0.14 | 0.044 | 0.41
170 | Sarnia | 190 | -16 | -18 | 31 | 23 | 3950 | 23 | 103 | 750 | 0.87 | 825 | 180 | 1.1 | 0.4 | 0.35 | 0.47 | 0.14 | 0.075 | 0.04 | 0.01 | 0.078
171 | Sault Ste. Marie | 190 | -25 | -28 | 29 | 21 | 5100 | 25 | 103 | 660 | 0.89 | 950 | 200 | 3.1 | 0.4 | 0.32 | 0.4 | 0.12 | 0.056 | 0.026 | 0.008 | 0.059
172 | Schreiber | 310 | -35 | -38 | 27 | 21 | 6200 | 20 | 108 | 600 | 0.82 | 850 | 160 | 3.3 | 0.4 | 0.3 | 0.39 | 0.12 | 0.056 | 0.023 | 0.006 | 0.059
173 | Seaforth | 310 | -17 | -19 | 30 | 23 | 4300 | 25 | 108 | 810 | 0.94 | 1025 | 160 | 2.5 | 0.4 | 0.37 | 0.53 | 0.14 | 0.077 | 0.042 | 0.011 | 0.067
174 | Simcoe | 210 | -17 | -19 | 30 | 23 | 4000 | 28 | 119 | 860 | 0.97 | 950 | 160 | 1.3 | 0.4 | 0.33 | 0.43 | 0.22 | 0.11 | 0.052 | 0.014 | 0.14
175 | Sioux Lookout | 375 | -34 | -36 | 28 | 22 | 6200 | 28 | 97 | 520 | 0.69 | 710 | 100 | 2.4 | 0.3 | 0.21 | 0.27 | 0.12 | 0.056 | 0.023 | 0.006 | 0.059
176 | Smiths Falls | 130 | -25 | -27 | 30 | 23 | 4600 | 28 | 92 | 730 | 0.84 | 850 | 140 | 2.3 | 0.4 | 0.29 | 0.41 | 0.42 | 0.22 | 0.1 | 0.032 | 0.26
177 | Smithville | 185 | -16 | -18 | 30 | 23 | 3800 | 23 | 119 | 800 | 0.92 | 900 | 160 | 1.5 | 0.4 | 0.33 | 0.42 | 0.4 | 0.19 | 0.069 | 0.02 | 0.29
178 | Smooth Rock Falls | 235 | -34 | -36 | 29 | 21 | 6400 | 20 | 92 | 560 | 0.77 | 850 | 80 | 2.7 | 0.3 | 0.24 | 0.32 | 0.19 | 0.092 | 0.042 | 0.013 | 0.14
179 | South River | 355 | -27 | -29 | 28 | 21 | 5200 | 28 | 97 | 830 | 0.96 | 975 | 120 | 2.8 | 0.4 | 0.23 | 0.32 | 0.23 | 0.13 | 0.06 | 0.019 | 0.13
180 | Southampton | 180 | -17 | -19 | 28 | 22 | 4250 | 23 | 92 | 800 | 0.95 | 830 | 180 | 2.7 | 0.4 | 0.38 | 0.53 | 0.12 | 0.074 | 0.039 | 0.011 | 0.059
181 | St. Catharines | 105 | -16 | -18 | 30 | 23 | 3675 | 23 | 92 | 770 | 0.9 | 850 | 160 | 1 | 0.4 | 0.36 | 0.46 | 0.41 | 0.2 | 0.072 | 0.021 | 0.3
182 | St. Mary’s | 310 | -18 | -20 | 30 | 23 | 4250 | 28 | 108 | 820 | 0.95 | 1025 | 160 | 2.2 | 0.4 | 0.35 | 0.51 | 0.16 | 0.086 | 0.045 | 0.012 | 0.096
183 | St. Thomas | 225 | -16 | -18 | 31 | 23 | 4000 | 25 | 108 | 900 | 0.99 | 975 | 180 | 1.4 | 0.4 | 0.33 | -48 | 0.2 | 0.098 | 0.048 | 0.013 | 0.13
184 | Stirling | 120 | -23 | -25 | 30 | 23 | 4450 | 25 | 97 | 740 | 0.86 | 850 | 120 | 1.7 | 0.4 | 0.28 | 0.4 | 0.25 | 0.14 | 0.071 | 0.02 | 0.13
185 | Strattord | 360 | -18 | -20 | 29 | 23 | 4350 | 28 | 124 | 820 | 0.95 | 1050 | 160 | 2.3 | 0.4 | 0.33 | 0.48 | 0.16 | 0.085 | 0.046 | 0.012 | 0.091
186 | Strathroy | 225 | -17 | -19 | 31 | 23 | 3950 | 25 | 103 | 770 | 0.88 | 950 | 180 | 1.9 | 0.4 | 0.36 | 0.5 | 0.17 | 0.087 | 0.045 | 0.012 | 0.11
187 | Sturgeon Falls | 205 | -27 | -29 | 29 | 21 | 5250 | 28 | 97 | 700 | 0.86 | 910 | 140 | 2.2 | 0.4 | 0.25 | 0.35 | 0.23 | 0.12 | 0.059 | 0.018 | 0.14
188 | Sudbury | 275 | -28 | -30 | 29 | 21 | 5400 | 25 | 97 | 650 | 0.79 | 875 | 200 | 2.5 | 0.4 | 0.29 | 0.46 | 0.15 | 0.091 | 0.045 | 0.014 | 0.078
189 | Sundridge | 340 | -27 | -29 | 28 | 21 | 5200 | 28 | 97 | 840 | 0.97 | 975 | 120 | 2.8 | 0.4 | 0.23 | 0.32 | 0.22 | 0.12 | 0.059 | 0.019 | 0.12
190 | Tavistock | 340 | -18 | -20 | 29 | 23 | 4350 | 28 | 124 | 820 | 0.95 | 1010 | 160 | 2.1 | 0.4 | 0.34 | 0.47 | 0.17 | 0.089 | 0.047 | 0.013 | 0.1
191 | Temagami | 300 | -30 | -33 | 30 | 21 | 5400 | 25 | 92 | 650 | 0.82 | 875 | 120 | 2.6 | 0.4 | 0.27 | 0.37 | 0.3 | 0.14 | 0.068 | 0.021 | 0.19
192 | Thamesford | 280 | -18 | -20 | 30 | 23 | 4200 | 28 | 108 | 820 | 0.93 | 975 | 160 | 1.9 | 0.4 | 0.33 | 0.48 | 0.18 | 0.095 | 0.048 | 0.013 | 0.12
193 | Thedford | 205 | -16 | -18 | 31 | 23 | 3900 | 23 | 103 | 810 | 0.95 | 900 | 180 | 2.1 | 0.4 | 0.41 | 0.55 | 0.14 | 0.078 | 0.042 | 0.011 | 0.08
194 | Thunder Bay | 210 | -31 | -33 | 28 | 21 | 5650 | 20 | 108 | 560 | 0.76 | 710 | 160 | 2.9 | 0.4 | 0.3 | 0.39 | 0.12 | 0.056 | 0.023 | 0.006 | 0.059
195 | Tillsonburg | 215 | -17 | -19 | 30 | 23 | 4000 | 25 | 103 | 880 | 0.98 | 980 | 160 | 1.3 | 0.4 | 0.31 | 0.44 | 0.2 | 0.1 | 0.05 | 0.013 | 0.14
196 | Timmins | 300 | -34 | -36 | 30 | 21 | 6200 | 18 | 103 | 560 | 0.75 | 875 | 100 | 3.1 | 0.3 | 0.25 | 0.35 | 0.17 | 0.089 | 0.045 | 0.013 | 0.11
197 | Timmins (Porqupine) | 295 | -34 | -36 | 30 | 21 | 6200 | 18 | 97 | 560 | 0.75 | 875 | 100 | 2.9 | 0.3 | 0.27 | 0.37 | 0.19 | 0.093 | 0.047 | 0.013 | 0.12
198 | Toronto (Metropolitan)
199 | Etobicoke | 160 | -20 | -22 | 31 | 24 | 4050 | 26 | 103 | 720 | 0.8 | 800 | 160 | 1.1 | 0.4 | 0.39 | 0.53 | 0.26 | 0.13 | 0.054 | 0.015 | 0.18
200 | North York | 175 | -20 | -22 | 31 | 24 | 4000 | 25 | 103 | 730 | 0.82 | 850 | 150 | 1.2 | 0.4 | 0.39 | 0.53 | 0.24 | 0.12 | 0.054 | 0.015 | 0.15
201 | Scarborough | 180 | -20 | -22 | 31 | 24 | 4000 | 25 | 92 | 730 | 0.87 | 825 | 160 | 1.2 | 0.4 | 0.39 | 0.53 | 0.24 | 0.12 | 0.056 | 0.015 | 0.15
202 | Toronto | 105 | -18 | -20 | 31 | 23 | 3650 | 25 | 97 | 720 | 0.86 | 820 | 160 | 0.9 | 0.4 | 0.39 | 0.52 | 0.26 | 0.13 | 0.055 | 0.015 | 0.17
203 | Trenton | 80 | -21 | -23 | 29 | 23 | 4250 | 23 | 103 | 760 | 0.89 | 850 | 160 | 1.6 | 0.4 | 0.35 | 0.47 | 0.25 | 0.13 | 0.07 | 0.019 | 0.14
204 | Trout Creek | 330 | -27 | -29 | 28 | 21 | 5300 | 28 | 103 | 780 | 0.92 | 975 | 120 | 2.7 | 0.4 | 0.24 | 0.32 | 0.25 | 0.14 | 0.064 | 0.02 | 0.15
205 | Uxbridge | 275 | -22 | -24 | 30 | 23 | 4400 | 25 | 103 | 700 | 0.82 | 850 | 140 | 2.4 | 0.4 | 0.29 | 0.42 | 0.19 | 0.1 | 0.054 | 0.015 | 0.094
206 | Vaughan (Woodbridge) | 165 | -20 | -22 | 31 | 24 | 4250 | 26 | 113 | 700 | 0.8 | 800 | 140 | 1.1 | 0.4 | 0.39 | 0.53 | 0.24 | 0.12 | 0.053 | 0.014 | 0.15
207 | Vittoria | 215 | -15 | -17 | 30 | 24 | 3925 | 25 | 124 | 880 | 0.99 | 950 | 160 | 1.3 | 0.4 | 0.35 | 0.47 | 0.21 | 0.1 | 0.052 | 0.014 | 0.14
208 | Walkerton | 275 | -18 | -20 | 30 | 22 | 4500 | 28 | 113 | 790 | 0.92 | 1025 | 160 | 2.7 | 0.4 | 0.35 | 0.5 | 0.13 | 0.076 | 0.041 | 0.011 | 0.064
209 | Wallaceburg | 180 | -16 | -18 | 31 | 24 | 3700 | 28 | 97 | 760 | 0.87 | 825 | 180 | 0.9 | 0.4 | 0.32 | 0.43 | 0.18 | 0.087 | 0.041 | 0.011 | 0.11
210 | Waterloo | 330 | -19 | -21 | 29 | 23 | 4300 | 28 | 119 | 780 | 0.89 | 925 | 160 | 2 | 0.4 | 0.27 | 0.37 | 0.19 | 0.095 | 0.048 | 0.013 | 0.1
211 | Watford | 240 | -16 | -18 | 31 | 24 | 3900 | 25 | 108 | 790 | 0.9 | 950 | 160 | 1.9 | 0.4 | 0.34 | 0.47 | 0.16 | 0.082 | 0.043 | 0.011 | 0.097
212 | Wawa | 290 | -35 | -38 | 26 | 21 | 5800 | 20 | 103 | 725 | 0.93 | 950 | 160 | 4.1 | 0.4 | 0.3 | 0.39 | 0.12 | 0.056 | 0.023 | 0.008 | 0.059
213 | Welland | 180 | -15 | -17 | 30 | 23 | 3800 | 23 | 103 | 840 | 0.96 | 975 | 160 | 2.2 | 0.4 | 0.33 | 0.43 | 0.4 | 0.2 | 0.07 | 0.021 | 0.29
214 | West Lorne | 215 | -16 | -18 | 31 | 24 | 3850 | 28 | 103 | 840 | 0.95 | 900 | 180 | 1.3 | 0.4 | 0.34 | 0.47 | 0.2 | 0.097 | 0.047 | 0.013 | 0.13
215 | Whitby | 85 | -20 | -22 | 30 | 23 | 4000 | 23 | 86 | 760 | 0.9 | 850 | 160 | 1.2 | 0.4 | 0.43 | 0.57 | 0.21 | 0.11 | 0.058 | 0.015 | 0.12
216 | Whitby(Brooklin) | 160 | -20 | -22 | 30 | 23 | 4200 | 23 | 86 | 770 | 0.91 | 850 | 140 | 1.9 | 0.4 | 0.38 | 0.53 | 0.2 | 0.11 | 0.057 | 0.015 | 0.11
217 | White River | 375 | -39 | -42 | 28 | 21 | 6400 | 20 | 92 | 575 | 0.8 | 825 | 100 | 4.5 | 0.4 | 0.21 | 0.27 | 0.12 | 0.056 | 0.023 | 0.007 | 0.059
218 | Wiarton | 185 | -18 | -20 | 28 | 22 | 4500 | 25 | 113 | 740 | 0.91 | 1000 | 180 | 2.7 | 0.4 | 0.33 | 0.48 | 0.12 | 0.077 | 0.04 | 0.012 | 0.059
219 | Windsor | 185 | -16 | -18 | 31 | 24 | 3600 | 28 | 103 | 800 | 0.85 | 900 | 180 | 0.8 | 0.4 | 0.36 | 0.47 | 0.18 | 0.086 | 0.04 | 0.011 | 0.12
220 | Wingham | 310 | -18 | -20 | 30 | 23 | 4350 | 28 | 108 | 780 | 0.91 | 1050 | 160 | 2.6 | 0.4 | 0.35 | 0.5 | 0.13 | 0.075 | 0.041 | 0.011 | 0.065
221 | Woodstock | 300 | -18 | -20 | 29 | 23 | 4100 | 28 | 113 | 830 | 0.94 | 930 | 160 | 1.9 | 0.4 | 0.31 | 0.44 | 0.19 | 0.097 | 0.049 | 0.013 | 0.12
222 | Wyoming | 215 | -16 | -18 | 31 | 24 | 3850 | 25 | 103 | 815 | 0.92 | 900 | 180 | 1.6 | 0.4 | 0.35 | 0.47 | 0.15 | 0.079 | 0.042 | 0.011 | 0.088
BACK to the basic menue
confirm selected location

## Quebec
Planningtool - CANADA V-6.0
DEGERtracker according OBC 2012 / National Building Code of Canada
Please choose relevant location in the list by clicking!!
Province Quebec
[6 empty] | Selected location: | Ste-Agathe-des-Monts |  | q1/50: | 0.35 | kPa (kN/m²)
[9 empty] | Ss: | 3.4 | kPa (kN/m²)
Design Data for Selected Location
| Province and Location | Elev., | Design Temperature |  |  |  | Degree-Days Below 18°C | 15 min. Rain | One Day Rain, 1/50 | Ann. Rain | Moist Index | Ann. Tot. Ppn., | Driving Rain Wind Pressure | Snow Load |  | Hourly Wind |  | Seismic Data
|  |  | January |  | July 2.5% |  |  |  | mm |  |  |  |  | kPa, 1/50 |  | Pressures, kPa
|  | m | 2.5% °C | 1% °C | Dry °C | Wet °C |  | mm | mm | mm |  | mm | Pa. 1/5 | Ss | Sr | 1/10 | 1/50 | Sa(0.2) | Sa(0.5) | Sa(1.0) | Sa(2.0) | PGA
| Ste-Agathe-des-Monts | 360 | -27 | -29 | 27 | 22 | 5500 | 23 | 96 | 820 | 1 | 1170 | 140 | 3.4 | 0.4 | 0.27 | 0.35 | 0,59 | 0.28 | 0.13 | 0.039 | 0.38
108
Quebec
1 | Acton-Vale | 95 | -24 | -27 | 30 | 23 | 4800 | 20 | 107 | 860 | 0.97 | 1050 | 180 | 2.3 | 0.4 | 0.24 | 0.32 | 0.45 | 0.23 | 0.1 | 0.035 | 0.28
2 | Alma | 110 | -30 | -32 | 29 | 21 | 5800 | 20 | 91 | 700 | 0.86 | 950 | 160 | 3.3 | 0.4 | 0.23 | 0.32 | 0.59 | 0.26 | 0.11 | 0.037 | 0.38
3 | Amos | 295 | -34 | -36 | 28 | 21 | 6250 | 20 | 91 | 670 | 0.85 | 920 | 100 | 3.2 | 0.3 | 0.24 | 0.32 | 0.17 | 0.11 | 0.054 | 0.015 | 0.087
4 | Asbestos | 245 | -26 | -28 | 29 | 22 | 4850 | 23 | 96 | 870 | 0.98 | 1050 | 160 | 2.8 | 0.6 | 0.26 | 0.35 | 0.37 | 0.2 | 0.09 | 0.031 | 0.2
5 | Aylmer | 90 | -25 | -28 | 30 | 23 | 4700 | 23 | 96 | 730 | 0.84 | 900 | 160 | 2.5 | 0.4 | 0.3 | 0.41 | 0.67 | 0.32 | 0.13 | 0.044 | 0.42
6 | Baie-Comeau | 60 | -27 | -29 | 25 | 19 | 6050 | 18 | 91 | 680 | 0.96 | 1000 | 220 | 4.3 | 0.4 | 0.45 | 0.6 | 0.66 | 0.37 | 0.16 | 0.05 | 0.44
7 | Beauport | 45 | -25 | -28 | 28 | 22 | 5200 | 20 | 107 | 980 | 1.09 | 1200 | 200 | 3.4 | 0.6 | 0.38 | 0.53 | 0.6 | 0.32 | 0.15 | 0.052 | 0.38
8 | Bedford | 55 | -23 | -25 | 29 | 23 | 4600 | 23 | 86 | 880 | 0.99 | 1260 | 160 | 2.1 | 0.4 | 0.31 | 0.41 | 0.6 | 0.28 | 0.12 | 0.041 | 0.37
9 | Beloeil | 25 | -24 | -26 | 30 | 23 | 4550 | 23 | 91 | 840 | 0.95 | 1025 | 180 | 2.4 | 0.4 | 0.28 | 0.37 | 0.67 | 0.33 | 0.13 | 0.046 | 0.41
10 | Brome | 210 | -24 | -26 | 29 | 22 | 4800 | 23 | 96 | 990 | 1.09 | 1240 | 160 | 2.5 | 0.4 | 0.28 | 0.37 | 0.42 | 0.22 | 0.097 | 0.034 | 0.25
11 | Brossard | 15 | -24 | -26 | 30 | 23 | 4550 | 23 | 91 | 800 | 0.9 | 1025 | 180 | 2.4 | 0.4 | 0.31 | 0.4 | 0.68 | 0.34 | 0.14 | 0.047 | 0.43
12 | Buckingham | 130 | -26 | -28 | 30 | 23 | 4900 | 23 | 91 | 810 | 0.94 | 990 | 160 | 2.6 | 0.4 | 0.3 | 0.4 | 0.68 | 0.31 | 0.14 | 0.045 | 0.42
13 | Campbell’s Bay | 115 | -28 | -30 | 30 | 23 | 5000 | 23 | 102 | 700 | 0.83 | 850 | 140 | 2.6 | 0.4 | 0.24 | 0.32 | 0.67 | 0.32 | 0.13 | 0.044 | 0.42
14 | Chambly | 20 | -24 | -26 | 30 | 23 | 4550 | 23 | 86 | 850 | 0.96 | 1000 | 160 | 2.3 | 0.4 | 0.31 | 0.4 | 0.67 | 0.33 | 0.14 | 0.046 | 0.42
15 | Chicoutimi | 10 | -30 | -32 | 28 | 21 | 5700 | 18 | 86 | 710 | 0.88 | 975 | 140 | 2.5 | 0.4 | 0.25 | 0.36 | 0.62 | 0.3 | 0.14 | 0.047 | 0.39
16 | Chicoutimi (Bagotville) | 5 | -31 | -33 | 28 | 21 | 5800 | 18 | 86 | 690 | 0.86 | 925 | 160 | 2.4 | 0.4 | 0.27 | 0.38 | 0.63 | 0.33 | 0.16 | 0.053 | 0.4
17 | Chicoutimi (Kenogami) | 140 | -29 | -31 | 29 | 21 | 5650 | 18 | 86 | 690 | 0.86 | 925 | 160 | 3.1 | 0.4 | 0.25 | 0.35 | 0.62 | 0.29 | 0.13 | 0.045 | 0.39
18 | Coaticook | 295 | -24 | -26 | 28 | 22 | 4900 | 23 | 102 | 860 | 1 | 1060 | 160 | 2.3 | 0.6 | 0.27 | 0.38 | 0.41 | 0.23 | 0.095 | 0.031 | 0.26
19 | Contrecoeur | 10 | -24 | -27 | 30 | 23 | 4700 | 20 | 102 | 810 | 0.94 | 1000 | 180 | 2.8 | 0.4 | 0.33 | 0.43 | 0.66 | 0.33 | 0.13 | 0.045 | 0.42
20 | Cowansville | 120 | -24 | -26 | 29 | 22 | 4700 | 23 | 91 | 940 | 1.04 | 1150 | 160 | 2.3 | 0.4 | 0.31 | 0.41 | 0.48 | 0.24 | 0.1 | 0.036 | 0.3
21 | Deux-Montagnes | 25 | -25 | -27 | 29 | 23 | 4600 | 23 | 96 | 820 | 0.92 | 1025 | 160 | 2.4 | 0.4 | 0.28 | 0.37 | 0.68 | 0.34 | 0.14 | 0.048 | 0.43
22 | Dolbeau | 120 | -31 | -33 | 28 | 21 | 6050 | 28 | 91 | 670 | 0.85 | 900 | 140 | 3.5 | 0.3 | 0.26 | 0.35 | 0.31 | 0.17 | 0.084 | 0.028 | 0.2
23 | Drummondville | 85 | -25 | -28 | 30 | 23 | 4800 | 20 | 118 | 870 | 0.98 | 1075 | 180 | 2.5 | 0.4 | 0.24 | 0.32 | 0.5 | 0.25 | 0.1 | 0.037 | 0.32
24 | Farnham | 60 | -24 | -26 | 29 | 23 | 4600 | 23 | 96 | 910 | 1.01 | 1050 | 180 | 2.2 | 0.4 | 0.31 | 0.41 | 0.59 | 0.29 | 0.12 | 0.041 | 0.37
25 | Fort-Coulonge | 110 | -28 | -30 | 30 | 23 | 4950 | 23 | 107 | 720 | 0.86 | 900 | 100 | 2.5 | 0.4 | 0.24 | 0.32 | 0.67 | 0.32 | 0.13 | 0.044 | 0.42
26 | Gagnon | 545 | -33 | -35 | 24 | 19 | 7500 | 20 | 80 | 580 | 0.89 | 925 | 140 | 4.6 | 0.4 | 0.37 | 0.46 | 0.12 | 0.09 | 0.045 | 0.013 | 0.059
27 | Gaspé | 55 | -23 | -25 | 25 | 19 | 5600 | 15 | 118 | 760 | 0.96 | 1100 | 300 | 4.3 | 0.6 | 0.59 | 0.78 | 0.22 | 0.14 | 0.064 | 0.022 | 0.093
28 | Gatineau | 95 | -25 | -28 | 30 | 23 | 4650 | 23 | 96 | 790 | 0.92 | 950 | 160 | 2.5 | 0.4 | 0.3 | 0.41 | 0.68 | 0.32 | 0.14 | 0.045 | 0.42
29 | Gracefield | 175 | -28 | -31 | 30 | 22 | 5200 | 25 | 107 | 700 | 0.85 | 950 | 140 | 2.6 | 0.4 | 0.24 | 0.32 | 0.62 | 0.29 | 0.14 | 0.04 | 0.4
30 | Granby | 120 | -25 | -27 | 29 | 23 | 4650 | 23 | 102 | 940 | 1.04 | 1175 | 160 | 2.3 | 0.4 | 0.26 | 0.35 | 0.48 | 0.24 | 0.1 | 0.036 | 0.29
31 | Harrington-Harbour | 30 | -25 | -27 | 17 | 16 | 6000 | 15 | 102 | 900 | 1.18 | 1150 | 300 | 4.9 | 0.6 | 0.7 | 0.92 | 0.12 | 0.082 | 0.043 | 0.013 | 0.071
32 | Havre-St-Pierre | 5 | -27 | -29 | 22 | 18 | 6100 | 15 | 96 | 780 | 1.05 | 1125 | 300 | 4.1 | 0.6 | 0.59 | 0.78 | 0.33 | 0.17 | 0.07 | 0.023 | 0.22
33 | Hemmingtord | 75 | -23 | -25 | 29 | 23 | 4550 | 25 | 86 | 770 | 0.89 | 1025 | 160 | 2.4 | 0.4 | 0.3 | 0.4 | 0.68 | 0.34 | 0.14 | 0.047 | 0.43
34 | Hull | 65 | -25 | -28 | 30 | 23 | 4600 | 23 | 96 | 730 | 0.84 | 900 | 160 | 2.4 | 0.4 | 0.3 | 0.41 | 0.68 | 0.33 | 0.14 | 0.045 | 0.42
35 | Iberville | 35 | -24 | -26 | 29 | 23 | 4450 | 23 | 86 | 880 | 0.99 | 1010 | 160 | 2.2 | 0.4 | 0.31 | 0.41 | 0.66 | 0.33 | 0.13 | 0.046 | 0.41
36 | lnukjuak | 5 | -38 | -40 | 17 | 16 | 9050 | 8 | 54 | 270 | 0.88 | 420 | 240 | 4.4 | 0.2 | 0.63 | 0.9 | 0.12 | 0.056 | 0.023 | 0.006 | 0.059
37 | Joliette | 45 | -25 | -28 | 29 | 23 | 4900 | 20 | 102 | 790 | 0.93 | 1000 | 160 | 3.1 | 0.4 | 0.27 | 0.36 | 0.63 | 0.3 | 0.12 | 0.043 | 0.39
38 | Jonquiere | 135 | -29 | -31 | 29 | 21 | 5650 | 18 | 86 | 710 | 0.87 | 925 | 160 | 3.1 | 0.4 | 0.25 | 0.35 | 0.62 | 0.29 | 0.13 | 0.045 | 0.39
39 | Kuujjuaq | 25 | -39 | -41 | 24 | 17 | 8650 | 8 | 54 | 280 | 0.8 | 525 | 260 | 4.8 | 0.2 | 0.53 | 0.72 | 0.12 | 0.065 | 0.033 | 0.01 | 0.059
40 | Kuujjuarapik | 20 | -36 | -38 | 29 | 17 | 8250 | 10 | 80 | 410 | 0.85 | 610 | 180 | 4.5 | 0.3 | 0.64 | 0.83 | 0.12 | 0.056 | 0.023 | 0.006 | 0.059
41 | La-Malbaie | 25 | -26 | -28 | 28 | 21 | 5400 | 20 | 102 | 640 | 0.82 | 900 | 180 | 3.1 | 0.6 | 0.39 | 0.55 | 2.3 | 1.2 | 0.6 | 0.19 | 1.1
42 | La-Tuque | 165 | -29 | -31 | 29 | 22 | 5400 | 23 | 96 | 720 | 0.87 | 930 | 160 | 3.4 | 0.4 | 0.26 | 0.35 | 0.29 | 0.18 | 0.091 | 0.03 | 0.16
43 | Lac-Mdgantic | 420 | -27 | -29 | 27 | 22 | 5250 | 23 | 91 | 790 | 0.94 | 1025 | 160 | 3.2 | 0.6 | 0.26 | 0.35 | 0.4 | 0.22 | 0.091 | 0.031 | 0.27
44 | Lachute | 65 | -25 | -27 | 29 | 23 | 4900 | 23 | 96 | 910 | 1.04 | 1075 | 160 | 2.4 | 0.4 | 0.31 | 0.4 | 0.64 | 0.31 | 0.14 | 0.043 | 0.4
45 | Lennoxville | 155 | -28 | -30 | 29 | 22 | 4800 | 23 | 102 | 850 | 0.98 | 1100 | 160 | 2 | 0.6 | 0,23 | 0.32 | 0.38 | 0.21 | 0.087 | 0.031 | 0.2
46 | Léry | 30 | -23 | -26 | 29 | 23 | 4550 | 23 | 91 | 800 | 0.91 | 950 | 180 | 2.3 | 0.4 | 0.31 | 0.4 | 0.7 | 0.34 | 0.14 | 0.048 | 0.43
47 | Loretteville | 100 | -25 | -28 | 28 | 22 | 5250 | 20 | 102 | 980 | 1.09 | 1225 | 200 | 3.7 | 0.6 | 0.38 | 0.53 | 0.63 | 0.3 | 0.14 | 0.048 | 0.4
48 | Louiseville | 15 | -25 | -28 | 29 | 23 | 5000 | 20 | 102 | 800 | 0.93 | 1025 | 160 | 2.9 | 0.4 | 0.33 | 0.43 | 0.63 | 0.31 | 0.12 | 0.043 | 0.4
49 | Magog | 215 | -26 | -28 | 29 | 22 | 4800 | 23 | 96 | 860 | 0.99 | 1125 | 160 | 2.3 | 0.4 | 0.26 | 0.35 | 0.38 | 0.21 | 0.089 | 0.031 | 0.2
50 | Malartic | 325 | -33 | -36 | 29 | 21 | 6200 | 20 | 86 | 640 | 0.82 | 900 | 100 | 3.3 | 0.3 | 0.24 | 0.32 | 0.21 | 0.12 | 0.059 | 0.017 | 0.11
51 | Maniwaki | 180 | -29 | -32 | 29 | 22 | 5350 | 28 | 102 | 700 | 0.86 | 900 | 100 | 2.4 | 0.4 | 0.24 | 0.31 | 0.66 | 0.3 | 0.14 | 0.04 | 0.42
52 | Masson | 50 | -26 | -28 | 30 | 23 | 4700 | 23 | 91 | 790 | 0.92 | 975 | 160 | 2.4 | 0.4 | 0.3 | 0.4 | 0.66 | 0.31 | 0.14 | 0.044 | 0.42
53 | Matane | 5 | -24 | -26 | 24 | 20 | 5600 | 18 | 91 | 640 | 0.88 | 1050 | 220 | 3.7 | 0.4 | 0.45 | 0.6 | 0.68 | 0.38 | 0.17 | 0.052 | 0.44
54 | Mont-Joli | 90 | -24 | -26 | 25 | 20 | 5450 | 18 | 91 | 610 | 0.84 | 920 | 220 | 4 | 0.4 | 0.45 | 0.6 | 0.62 | 0.33 | 0.15 | 0.048 | 0.39
55 | Mont-Laurier | 225 | -29 | -32 | 29 | 22 | 5400 | 28 | 107 | 790 | 0.93 | 1000 | 160 | 2.6 | 0.4 | 0.24 | 0.3 | 0.66 | 0.3 | 0.14 | 0.039 | 0.43
56 | Montmagny | 10 | -25 | -28 | 28 | 22 | 5100 | 20 | 96 | 880 | 1.01 | 1090 | 180 | 2.9 | 0.6 | 0,39 | 0.55 | 0.89 | 0.48 | 0.23 | 0.076 | 0.49
57 | Montréal Region
58 | Beaconstield | 25 | -23 | -26 | 30 | 23 | 4550 | 23 | 91 | 780 | 0.89 | 950 | 180 | 2.3 | 0.4 | 0.31 | 0.4 | 0.69 | 0.34 | 0.14 | 0.048 | 0.43
59 | Dorval | 25 | -23 | -26 | 30 | 23 | 4550 | 23 | 91 | 760 | 0.85 | 940 | 180 | 2.4 | 0.4 | 0.31 | 0.4 | 0.69 | 0.34 | 0.14 | 0.048 | 0.43
60 | Laval | 35 | -24 | -26 | 29 | 23 | 4600 | 23 | 96 | 830 | 0.93 | 1025 | 160 | 2.6 | 0.4 | 0.32 | 0.4 | 0.68 | 0.34 | 0.14 | 0.048 | 0.43
61 | Montréal | 35 | -23 | -26 | 30 | 23 | 4250 | 23 | 96 | 830 | 0.93 | 1025 | 180 | 2.6 | 0.4 | 0.31 | 0.4 | 0.69 | 0.34 | 0.14 | 0.048 | 0.43
62 | Montréal-Est | 25 | -23 | -26 | 30 | 23 | 4450 | 22 | 96 | 830 | 0.93 | 1025 | 180 | 2.7 | 0.4 | 0.31 | 0.4 | 0.68 | 0.34 | 0.14 | 0.047 | 0.42
63 | Montréal-Nord | 20 | -23 | -26 | 30 | 23 | 4550 | 23 | 96 | 830 | 0.93 | 1025 | 160 | 2.6 | 0.4 | 0.31 | 0.4 | 0.69 | 0.34 | 0.14 | 0.048 | 0.43
64 | Outremont | 105 | -23 | -26 | 30 | 23 | 4450 | 23 | 96 | 820 | 0.91 | 1025 | 180 | 2.8 | 0.4 | 0.31 | 0.4 | 0.69 | 0.34 | 0.14 | 0.048 | 0.43
65 | Pierretonds | 25 | -23 | -26 | 30 | 23 | 4550 | 23 | 96 | 800 | 0.9 | 960 | 180 | 2.4 | 0.4 | 0.31 | 0.4 | 0.69 | 0.34 | 0.14 | 0.048 | 0.43
66 | St-Lambert | 15 | -23 | -26 | 30 | 23 | 4550 | 23 | 96 | 810 | 0.91 | 1050 | 160 | 2.5 | 0.4 | 0.31 | 0.4 | 0.69 | 0.34 | 0.14 | 0.048 | 0.43
67 | St-Laurent | 45 | -23 | -26 | 30 | 23 | 4500 | 23 | 96 | 790 | 0.89 | 950 | 160 | 2.5 | 0.4 | 0.31 | 0.4 | 0.69 | 0.34 | 0.14 | 0.048 | 0.43
68 | Ste-Anne-de-Bellevue | 35 | -23 | -26 | 29 | 22 | 4550 | 23 | 96 | 780 | 0.89 | 960 | 180 | 2.3 | 0,4 | 0.31 | 0.4 | 0.69 | 0.34 | 0.14 | 0.048 | 0.43
69 | Verdun | 20 | -23 | -26 | 30 | 23 | 4500 | 23 | 91 | 780 | 0.88 | 1025 | 180 | 2.5 | 0.4 | 0.31 | 0.4 | 0.69 | 0.34 | 0.14 | 0.048 | 0.43
70 | Nicolet(Gentilly) | 15 | -25 | -28 | 30 | 23 | 5000 | 20 | 112 | 860 | 0.98 | 1025 | 160 | 2.8 | 4 | 0.32 | 0.42 | 0.64 | 0.31 | 0.12 | 0.043 | 0.4
71 | Nitchequon | 545 | -38 | -40 | 23 | 19 | 8100 | 15 | 70 | 500 | 0.89 | 825 | 140 | 3.5 | 0.3 | 0.29 | 0.37 | 0.12 | 0.061 | 0.031 | 0.01 | 0.059
72 | Noranda | 305 | -33 | -36 | 29 | 21 | 6150 | 20 | 91 | 650 | 0.82 | 875 | 100 | 3.2 | 0.3 | 0.26 | 0.35 | 0.2 | 0.11 | 0.056 | 0.016 | 0.11
73 | Percé | 5 | -22 | -25 | 25 | 19 | 5600 | 15 | 107 | 1000 | 1.18 | 1300 | 300 | 3.8 | 0.6 | 0.64 | 0.85 | 0.2 | 0.13 | 0.061 | 0.02 | 0.092
74 | Pincourt | 25 | -23 | -26 | 29 | 23 | 4550 | 23 | 96 | 780 | 0.88 | 950 | 180 | 2.3 | 0.4 | 0.31 | 0.4 | 0.69 | 0.34 | 0.14 | 0.048 | 0.43
75 | Plessisville | 145 | -26 | -28 | 29 | 23 | 5150 | 20 | 107 | 890 | 1 | 1150 | 180 | 2.8 | 0.6 | 0.26 | 0.35 | 0.45 | 0.23 | 0.1 | 0.034 | 0.29
76 | Port-Cartier | 20 | -29 | -32 | 25 | 19 | 6150 | 15 | 102 | 730 | 0.99 | 1125 | 300 | 4.1 | 0.4 | 0.52 | 0.68 | 0.46 | 0.26 | 0.11 | 0.038 | 0.29
77 | Povungnituk | 5 | -36 | -38 | 23 | 18 | 9200 | 5 | 54 | 210 | 0.87 | 375 | 240 | 4.5 | 0.2 | 0.62 | 0.91 | 0.22 | 0.088 | 0.041 | 0.011 | 0.15
78 | Québec City Region
79 | Ancienne-Loytte | 35 | -25 | -28 | 28 | 22 | 5200 | 20 | 102 | 940 | 1.06 | 1200 | 200 | 3.4 | 0.6 | 0.38 | 0.53 | 0.6 | 0.3 | 0.14 | 0.045 | 0.38
80 | Levis | 50 | -25 | -28 | 28 | 22 | 5200 | 20 | 107 | 920 | 1.04 | 1200 | 160 | 3.3 | 0.6 | 0.38 | 0.53 | 0.58 | 0.3 | 0.14 | 0.049 | 0.36
81 | Québec | 120 | -25 | -28 | 28 | 22 | 5200 | 20 | 107 | 925 | 1.04 | 1210 | 200 | 3.6 | 0.6 | 0.38 | 0.53 | 0.59 | 0.3 | 0.14 | 0.048 | 0.37
82 | Sillery | 10 | -25 | -28 | 28 | 22 | 5250 | 20 | 107 | 930 | 1.05 | 1200 | 200 | 3.1 | 0.6 | 0.38 | 0.53 | 0.58 | 0.29 | 0.14 | 0.047 | 0.37
83 | Ste-Foy | 115 | -25 | -28 | 28 | 22 | 5200 | 20 | 107 | 940 | 1.06 | 1200 | 180 | 3.7 | 0.6 | 0.38 | 0.53 | 0.59 | 0.29 | 0.14 | 0.047 | 0.37
84 | Richmond | 150 | -25 | -27 | 29 | 22 | 4850 | 23 | 96 | 870 | 0.98 | 1060 | 160 | 2.2 | 0.6 | 0.24 | 0.32 | 0.38 | 0.21 | 0.091 | 0.032 | 0.21
85 | Rimouski | 30 | -25 | -27 | 25 | 20 | 5300 | 20 | 91 | 640 | 0.84 | 890 | 200 | 3.8 | 0.4 | 0.45 | 0.6 | 0.63 | 0.3 | 0.14 | 0.046 | 0.39
86 | Rivière-du-Loup | 55 | -25 | -27 | 27 | 21 | 5500 | 23 | 91 | 660 | 0.84 | 900 | 180 | 3.3 | 0.6 | 0.41 | 0.58 | 1.1 | 0.63 | 0.29 | 0.098 | 0.67
87 | Roberval | 100 | -30 | -33 | 28 | 21 | 5850 | 25 | 91 | 590 | 0.77 | 910 | 140 | 3.5 | 0.3 | 0.26 | 0.35 | 0.43 | 0.21 | 0.095 | 0.031 | 0.29
88 | Rock-Island | 160 | -24 | -26 | 28 | 22 | 4900 | 23 | 91 | 900 | 1.03 | 1125 | 160 | 2 | 0.4 | 0.3 | 0.41 | 0.42 | 0.23 | 0.097 | 0.032 | 0.26
89 | Rosemère | 25 | -24 | -26 | 29 | 23 | 4650 | 23 | 96 | 840 | 0.97 | 1050 | 160 | 2.6 | 0.4 | 0.32 | 0.4 | 0.68 | 0.33 | 0.14 | 0.047 | 0.42
90 | Rouyn | 300 | -33 | -36 | 29 | 21 | 6150 | 20 | 91 | 650 | 0.82 | 900 | 100 | 3.1 | 0.3 | 0.26 | 0.35 | 0.2 | 0.11 | 0.056 | 0.016 | 0.11
91 | Salaberry-de-Valleyfield | 50 | -23 | -25 | 29 | 23 | 4450 | 25 | 96 | 760 | 0.87 | 900 | 180 | 2.3 | 0.4 | 0.31 | 0.4 | 0.69 | 0.34 | 0.14 | 0.048 | 0.43
92 | Schefferville | 550 | -38 | -40 | 24 | 17 | 8400 | 13 | 64 | 410 | 0.81 | 800 | 180 | 4.5 | 0.3 | 0.33 | 0.42 | 0.12 | 0.059 | 0.031 | 0.01 | 0.059
93 | Senneterre | 310 | -34 | -36 | 29 | 21 | 6350 | 23 | 91 | 740 | 0.91 | 925 | 100 | 3.3 | 0.3 | 0.24 | 0.32 | 0.2 | 0.12 | 0.061 | 0.017 | 0.1
94 | Sept-Iles | 5 | -30 | -32 | 24 | 18 | 6200 | 15 | 112 | 760 | 1.01 | 1125 | 300 | 4.1 | 0.4 | 0.52 | 0.68 | 0.37 | 0.22 | 0.092 | 0.033 | 0.21
95 | Shawinigan | 60 | -26 | -29 | 29 | 23 | 5050 | 20 | 102 | 820 | 0.96 | 1050 | 180 | 3.1 | 0.4 | 0.26 | 0.35 | 0.58 | 0.28 | 0.12 | 0.04 | 0.37
96 | Shawville | 170 | -27 | -30 | 30 | 23 | 5050 | 23 | 102 | 670 | 0.79 | 880 | 160 | 2.8 | 0.4 | 0.26 | 0.35 | 0.67 | 0.32 | 0.13 | 0.044 | 0.42
97 | Sherbrooke | 185 | -28 | -30 | 29 | 22 | 4800 | 23 | 102 | 900 | 1.03 | 1100 | 160 | 2.2 | 0.6 | 0.24 | 0.32 | 0.37 | 0.2 | 0.086 | 0.031 | 0.2
98 | Sorel | 10 | -24 | -27 | 30 | 23 | 4650 | 20 | 102 | 800 | 0.93 | 975 | 180 | 2.8 | 0.4 | 0.33 | 0.43 | 0.65 | 0.32 | 0.13 | 0.044 | 0.41
99 | St-Félicien | 105 | -31 | -33 | 28 | 21 | 6000 | 25 | 91 | 570 | 0.76 | 900 | 140 | 3.5 | 0.3 | 0.26 | 0.35 | 0.31 | 0.18 | 0.086 | 0.029 | 0.2
100 | St-Georges-de-Cacouna | 35 | -25 | -27 | 27 | 21 | 5500 | 23 | 91 | 660 | 0.85 | 925 | 180 | 3.2 | 0.6 | 0.41 | 0.58 | 0.98 | 0.54 | 0.25 | 0.084 | 0.56
101 | St-Hubert | 25 | -24 | -26 | 30 | 23 | 4600 | 23 | 91 | 820 | 0.92 | 1020 | 180 | 2.5 | 0.4 | 0.31 | 0.4 | 0.68 | 0.34 | 0.14 | 0.047 | 0.43
102 | St-Hubert-de-Temiscouata | 310 | -26 | -28 | 26 | 21 | 5500 | 25 | 91 | 740 | 0.9 | 1025 | 180 | 4.4 | 0.6 | 0.41 | 0.58 | 0.64 | 0.36 | 0.18 | 0.06 | 0.34
103 | St-Hyacinthe | 35 | -24 | -27 | 30 | 23 | 4550 | 20 | 91 | 840 | 0.95 | 1030 | 160 | 2.3 | 0.4 | 0.27 | 0.35 | 0.59 | 0.29 | 0.12 | 0.042 | 0.37
104 | St-Jean | 35 | -24 | -26 | 29 | 23 | 4450 | 23 | 86 | 880 | 0.99 | 1010 | 180 | 2.2 | 0.4 | 0.31 | 0.41 | 0.69 | 0.34 | 0.14 | 0.048 | 0.43
105 | St-Jérôme | 95 | -25 | -27 | 29 | 23 | 5000 | 23 | 96 | 830 | 0.97 | 1025 | 160 | 2.7 | 0.4 | 0.29 | 0.37 | 0.64 | 0.3 | 0.13 | 0.044 | 0.4
106 | St-Jovite | 230 | -27 | -30 | 27 | 22 | 5300 | 25 | 96 | 810 | 0.99 | 1025 | 160 | 2.8 | 0.4 | 0.25 | 0.33 | 0.63 | 0.29 | 0.14 | 0.04 | 0.41
107 | St-Nicolas | 65 | -25 | -28 | 28 | 22 | 5100 | 20 | 102 | 890 | 1.01 | 1200 | 200 | 3.5 | 0.6 | 0.37 | 0.49 | 0.59 | 0.28 | 0.13 | 0.043 | 0.37
108 | Ste-Agathe-des-Monts | 360 | -27 | -29 | 27 | 22 | 5500 | 23 | 96 | 820 | 1 | 1170 | 140 | 3.4 | 0.4 | 0.27 | 0.35 | 0,59 | 0.28 | 0.13 | 0.039 | 0.38
109 | Sutton | 185 | -24 | -26 | 29 | 22 | 4725 | 23 | 96 | 990 | 1.09 | 1260 | 160 | 2.4 | 0.4 | 0.31 | 0.41 | 0.44 | 0.23 | 0.099 | 0.034 | 0.26
110 | Tadoussac | 65 | -26 | -28 | 27 | 21 | 5450 | 20 | 96 | 700 | 0.88 | 1000 | 180 | 3.4 | 0.4 | 0.4 | 0.56 | 0.84 | 0.46 | 0.22 | 0.073 | 0.46
111 | Temiscaming | 240 | -30 | -32 | 30 | 21 | 5100 | 23 | 102 | 730 | 0.88 | 940 | 100 | 2.5 | 0.4 | 0.24 | 0.32 | 0.59 | 0.26 | 0.1 | 0.034 | 0.38
112 | Thetford Mines | 330 | -26 | -28 | 28 | 22 | 5300 | 20 | 107 | 950 | 1.06 | 1230 | 160 | 3.3 | 0.6 | 0.28 | 0.37 | 0.35 | 0.2 | 0.097 | 0.033 | 0.19
113 | Thurso | 50 | -26 | -28 | 30 | 23 | 4850 | 23 | 91 | 800 | 0.93 | 950 | 160 | 2.4 | 0.4 | 0.3 | 0.4 | 0.63 | 0.3 | 0.14 | 0.043 | 0.41
114 | Trois-Rivières | 25 | -25 | -28 | 29 | 23 | 4950 | 20 | 107 | 860 | 0.98 | 1050 | 180 | 2.8 | 0.4 | 0.33 | 0.43 | 0.64 | 0.31 | 0.12 | 0.043 | 0.4
115 | Val-d’Or | 310 | -33 | -36 | 29 | 21 | 6200 | 20 | 86 | 640 | 0.83 | 925 | 100 | 3.4 | 0.3 | 0.24 | 0.32 | 0.22 | 0.12 | 0.063 | 0.018 | 0.12
116 | Varennes | 15 | -24 | -26 | 30 | 23 | 4600 | 23 | 96 | 810 | 0.94 | 1000 | 160 | 2.6 | 0.4 | 0.3 | 0.4 | 0.68 | 0.33 | 0.14 | 0.047 | 0.42
117 | Verchères | 15 | -24 | -26 | 30 | 23 | 4600 | 23 | 96 | 810 | 0.94 | 1000 | 160 | 2.7 | 0.4 | 0.33 | 0.43 | 0.67 | 0.33 | 0.14 | 0.046 | 0.42
118 | Victoriaville | 125 | -26 | -28 | 29 | 23 | 5000 | 20 | 102 | 850 | 0.97 | 1100 | 180 | 2.6 | 0.6 | 0.26 | 0.35 | 0.43 | 0.22 | 0.097 | 0.033 | 0.27
119 | Ville-Marie | 200 | -31 | -34 | 30 | 21 | 5550 | 23 | 96 | 630 | 0.8 | 825 | 120 | 2.3 | 0.4 | 0.3 | 0.4 | 0.33 | 0.16 | 0.075 | 0.022 | 0.21
120 | Waterloo | 205 | -24 | -27 | 29 | 22 | 4850 | 23 | 96 | 980 | 1.08 | 1250 | 160 | 2.5 | 0.4 | 0.26 | 0.35 | 0.41 | 0.22 | 0.095 | 0.034 | 0.24
121 | Windsor | 150 | -25 | -27 | 29 | 22 | 4850 | 23 | 96 | 930 | 1.04 | 1075 | 160 | 2.3 | 0.4 | 0.23 | 0.32 | 0.36 | 0.2 | 0.088 | 0.031 | 0.19
BACK to the basic menue
confirm selected location

## New Brunswick
Planningtool - CANADA V-6.0
DEGERtracker according OBC 2012 / National Building Code of Canada
Please choose relevant location in the list by clicking!!
Province New Brunswick
[6 empty] | Selected location: | Woodstock |  | q1/50: | 0.37 | kPa (kN/m²)
[9 empty] | Ss: | 3.1 | kPa (kN/m²)
Design Data for Selected Location
| Province and Location | Elev., | Design Temperature |  |  |  | Degree-Days Below 18°C | 15 min. Rain | One Day Rain, 1/50 | Ann. Rain | Moist Index | Ann. Tot. Ppn., | Driving Rain Wind Pressure | Snow Load |  | Hourly Wind |  | Seismic Data
|  |  | January |  | July 2.5% |  |  |  | mm |  |  |  |  | kPa, 1/50 |  | Pressures, kPa
|  | m | 2.5% °C | 1% °C | Dry °C | Wet °C |  | mm | mm | mm |  | mm | Pa. 1/5 | Ss | Sr | 1/10 | 1/50 | Sa(0.2) | Sa(0.5) | Sa(1.0) | Sa(2.0) | PGA
| Woodstock | 60 | -26 | -29 | 30 | 22 | 5000 | 23 | 107 | 875 | 0.99 | 1100 | 160 | 3.1 | 0.6 | 0.27 | 0.37 | 0.41 | 0.22 | 0.093 | 0.03 | 0.28
15
New Brunswick
1 | Alma | 5 | -21 | -23 | 26 | 20 | 4600 | 18 | 144 | 1175 | 1.32 | 1450 | 260 | 2.3 | 0.6 | 0.38 | 0.56 | 0.27 | 0.15 | 0.066 | 0.02 | 0.19
2 | Bathurst | 10 | -23 | -26 | 30 | 21 | 5200 | 20 | 112 | 775 | 0.94 | 1020 | 180 | 3.5 | 0.6 | 0.34 | 0.48 | 0.41 | 0.22 | 0.084 | 0.027 | 0.29
3 | Campbellton | 30 | -26 | -28 | 29 | 22 | 5500 | 20 | 107 | 725 | 0.93 | 1025 | 180 | 3.6 | 0.4 | 0.37 | 0.53 | 0.39 | 0.21 | 0.095 | 0.031 | 0.26
4 | Chatham | 5 | -24 | -26 | 30 | 21 | 5000 | 20 | 96 | 825 | 0.97 | 1050 | 200 | 3.4 | 0.6 | 0.29 | 0.41 | 0.41 | 0.22 | 0.083 | 0.027 | 0.29
5 | Edmundston | 160 | -27 | -29 | 28 | 22 | 5400 | 23 | 91 | 750 | 0.94 | 1000 | 160 | 3.4 | 0.6 | 0.3 | 0.44 | 0.41 | 0.25 | 0.12 | 0.041 | 0.22
6 | Fredericton | 15 | -24 | -27 | 29 | 21 | 4650 | 23 | 112 | 900 | 1.02 | 1100 | 160 | 3.1 | 0.6 | 0.3 | 0.41 | 0.39 | 0.2 | 0.086 | 0.027 | 0.27
7 | Gagetown | 20 | -23 | -26 | 28 | 21 | 4500 | 20 | 118 | 900 | 1.04 | 1125 | 180 | 2.8 | 0.6 | 0.36 | 0.54 | 0.34 | 0.18 | 0.081 | 0.025 | 23
8 | Grand FaIls | 115 | -27 | -30 | 28 | 22 | 5350 | 23 | 107 | 850 | 1 | 1100 | 160 | 3.6 | 0.6 | 0.29 | 0.42 | 0.42 | 0.23 | 0.099 | 0.034 | 0.28
9 | Moncton | 20 | -22 | -24 | 28 | 21 | 4750 | 20 | 112 | 850 | 1.02 | 1175 | 220 | 3 | 0.6 | 0.46 | 0.64 | 0.3 | 0.16 | 0.068 | 0.021 | 0.22
10 | Oromocto | 20 | -23 | -26 | 29 | 21 | 4700 | 23 | 112 | 900 | 1.02 | 1110 | 160 | 3 | 0.6 | 0.35 | 0.5 | 0.36 | 0.19 | 0.085 | 0.026 | 0.24
11 | Sackville | 15 | -21 | -23 | 27 | 21 | 4600 | 18 | 112 | 975 | 1.14 | 1175 | 220 | 2.5 | 0.6 | 0.41 | 0.58 | 0.25 | 0.14 | 0.063 | 0.019 | 0.17
12 | Saint John | 5 | -22 | -24 | 25 | 20 | 4800 | 18 | 139 | 1100 | 1.27 | 1425 | 260 | 2.3 | 0.6 | 0.38 | 0.53 | 0.34 | 0.18 | 0.081 | 0.024 | 0.23
13 | Shippagan | 5 | -22 | -24 | 28 | 20 | 5100 | 18 | 96 | 800 | 0.98 | 1050 | 260 | 3.4 | 0.6 | 0.52 | 0.69 | 0.34 | 0.18 | 0.071 | 0.022 | 0.24
14 | St. Stephen | 20 | -22 | -25 | 27 | 21 | 4600 | 20 | 123 | 1000 | 1.15 | 1160 | 180 | 2.5 | 0.6 | 0.45 | 0.6 | 0.66 | 0.29 | 0.12 | 0.035 | 0.41
15 | Woodstock | 60 | -26 | -29 | 30 | 22 | 5000 | 23 | 107 | 875 | 0.99 | 1100 | 160 | 3.1 | 0.6 | 0.27 | 0.37 | 0.41 | 0.22 | 0.093 | 0.03 | 0.28
BACK to the basic menue
confirm selected location

## Nova Scotia
Planningtool - CANADA V-6.0
DEGERtracker according OBC 2012 / National Building Code of Canada
Please choose relevant location in the list by clicking!!
Province Nova Scotia
[6 empty] | Selected location: | North Sydney |  | q1/50: | 0.59 | kPa (kN/m²)
[9 empty] | Ss: | 2.4 | kPa (kN/m²)
Design Data for Selected Location
| Province and Location | Elev., | Design Temperature |  |  |  | Degree-Days Below 18°C | 15 min. Rain | One Day Rain, 1/50 | Ann. Rain | Moist Index | Ann. Tot. Ppn., | Driving Rain Wind Pressure | Snow Load |  | Hourly Wind |  | Seismic Data
|  |  | January |  | July 2.5% |  |  |  | mm |  |  |  |  | kPa, 1/50 |  | Pressures, kPa
|  | m | 2.5% °C | 1% °C | Dry °C | Wet °C |  | mm | mm | mm |  | mm | Pa. 1/5 | Ss | Sr | 1/10 | 1/50 | Sa(0.2) | Sa(0.5) | Sa(1.0) | Sa(2.0) | PGA
| North Sydney | 20 | -16 | -18 | 27 | 21 | 4600 | 13 | 123 | 1200 | 1.36 | 1475 | 300 | 2.4 | 0.6 | 0.47 | 0.59 | 0.19 | 0.11 | 0.061 | 0.016 | 0.098
17
Nova Scotia
1 | Amherst | 25 | -21 | -24 | 27 | 21 | 4600 | 18 | 123 | 950 | 1.12 | 1150 | 220 | 2.4 | 0.6 | 0.41 | 0.58 | 0.24 | 0.13 | 0.062 | 0.018 | 0.14
2 | Antigonish | 10 | -20 | -23 | 27 | 21 | 4600 | 15 | 123 | 1100 | 1.25 | 1250 | 240 | 2.1 | 0.6 | 0.41 | 0.54 | 0.19 | 0.11 | 0.06 | 0.017 | 0.095
3 | Bridgewater | 10 | -15 | -17 | 27 | 20 | 4250 | 15 | 144 | 1300 | 1.45 | 1475 | 260 | 1.9 | 0.6 | 0.41 | 0.59 | 0.23 | 0.13 | 0.069 | 0.019 | 0.12
4 | Canso | 5 | -17 | -19 | 25 | 20 | 4500 | 15 | 123 | 1325 | 1.48 | 1400 | 260 | 1.7 | 0.6 | 0.49 | 0.62 | 0.24 | 0.14 | 0.071 | 0.02 | 0.13
5 | Debert | 45 | -22 | -25 | 27 | 21 | 4600 | 18 | 118 | 1000 | 1.16 | 1200 | 240 | 2.1 | 0.6 | 0.39 | 0.55 | 0.22 | 0.12 | 0.062 | 0.017 | 0.12
6 | Digby | 35 | -15 | -17 | 25 | 20 | 4050 | 15 | 139 | 1100 | 1.27 | 1275 | 260 | 2.2 | 0.6 | 0.4 | 0.55 | 0.26 | 0.14 | 0.068 | 0.02 | 0.14
7 | Greenwood | 105 | -17 | -19 | 28 | 21 | 4300 | 15 | 123 | 925 | 1.05 | 1100 | 280 | 2.7 | 0.6 | 0.36 | 0.54 | 0.25 | 0.13 | 0.067 | 0.018 | 0.14
8 | Halifax Region
9 | Dartmouth | 10 | -16 | -18 | 26 | 20 | 4200 | 18 | 144 | 1250 | 1.4 | 1400 | 280 | 1.6 | 0.6 | 0.4 | 0.58 | 0.23 | 0.13 | 0.069 | 0.019 | 0.12
10 | Halifax | 55 | -16 | -18 | 26 | 20 | 4100 | 15 | 150 | 1350 | 1.49 | 1500 | 280 | 1.9 | 0.6 | 0.4 | 0.58 | 0.23 | 0.13 | 0.069 | 0.019 | 0.12
11 | Kentville | 25 | -18 | -20 | 28 | 21 | 4200 | 18 | 128 | 950 | 1.09 | 1200 | 260 | 2.4 | 0.6 | 0.36 | 0.54 | 0.24 | 0.13 | 0.067 | 0.018 | 0.14
12 | Liverpool | 20 | -14 | -16 | 27 | 20 | 4050 | 15 | 150 | 1325 | 1.48 | 1425 | 280 | 1.7 | 0.6 | 0.44 | 0.61 | 0.24 | 0.14 | 0.072 | 0.02 | 0.13
13 | Lockeport | 5 | -14 | -16 | 25 | 20 | 4100 | 15 | 139 | 1250 | 1.42 | 1450 | 280 | 1.4 | 0.6 | 0.44 | 0.6 | 0.26 | 0.14 | 0.074 | 0.021 | 0.14
14 | Louisburg | 5 | -15 | -17 | 26 | 20 | 4500 | 15 | 118 | 1300 | 1.46 | 1500 | 300 | 2.1 | 0.7 | 0.52 | 0.65 | 0.22 | 0.12 | 0.066 | 0.018 | 0.12
15 | Lunenburg | 25 | -15 | -17 | 26 | 20 | 4250 | 15 | 144 | 1300 | 1.45 | 1450 | 260 | 1.9 | 0.6 | 0.43 | 0.61 | 0.23 | 0.13 | 0.069 | 0.019 | 0.12
16 | New Glasgow | 30 | -21 | -23 | 27 | 21 | 4450 | 15 | 107 | 975 | 1.13 | 1200 | 260 | 2.2 | 0.6 | 0.4 | 0.55 | 0.18 | 0.11 | 0.058 | 0.016 | 0.086
17 | North Sydney | 20 | -16 | -18 | 27 | 21 | 4600 | 13 | 123 | 1200 | 1.36 | 1475 | 300 | 2.4 | 0.6 | 0.47 | 0.59 | 0.19 | 0.11 | 0.061 | 0.016 | 0.098
18 | Pictou | 25 | -21 | -24 | 27 | 21 | 4400 | 15 | 107 | 950 | 1.11 | 1175 | 260 | 2.2 | 0.6 | 0.4 | 0.55 | 0.18 | 0.11 | 0.057 | 0.016 | 0.084
19 | Port Hawkesbury | 40 | -19 | -22 | 27 | 21 | 4400 | 15 | 128 | 1325 | 1.48 | 1450 | 260 | 2.1 | 0.6 | 0.59 | 0.74 | 0.21 | 0.12 | 0.064 | 0.018 | 0.11
20 | Springhill | 185 | -20 | -23 | 27 | 21 | 4600 | 18 | 123 | 1075 | 1.22 | 1175 | 220 | 3.1 | 0.6 | 0.39 | 0.56 | 0.24 | 0.13 | 0.063 | 0.018 | 0.14
21 | Stewiacke | 25 | -21 | -23 | 27 | 21 | 4400 | 18 | 128 | 1050 | 1.2 | 1250 | 240 | 1.8 | 0.6 | 0.39 | 0.55 | 0.22 | 0.12 | 0.065 | 0.018 | 0.12
22 | Sydney | 5 | -16 | -18 | 27 | 21 | 4650 | 13 | 123 | 1200 | 1.36 | 1475 | 300 | 2.3 | 0.6 | 0.47 | 0.59 | 0.2 | 0.12 | 0.062 | 0.017 | 0.1
23 | Tatamagouche | 25 | -21 | -24 | 27 | 21 | 4500 | 18 | 118 | 875 | 1.05 | 1150 | 260 | 2.2 | 0.6 | 0.4 | 0.55 | 0.19 | 0.11 | 0.057 | 0.016 | 0.097
24 | Truro | 25 | -21 | -23 | 27 | 21 | 4650 | 18 | 123 | 1000 | 1.16 | 1175 | 240 | 2 | 0.6 | 0.37 | 0.53 | 0.21 | 0.12 | 0.062 | 0.017 | 0.12
25 | Woltville | 35 | -19 | -21 | 28 | 21 | 4200 | 18 | 123 | 975 | 1.13 | 1175 | 260 | 2.4 | 0.6 | 0.36 | 0.54 | 0.25 | 0.13 | 0.067 | 0.018 | 0.14
26 | Yarmouth | 10 | -13 | -15 | 22 | 19 | 4100 | 13 | 150 | 1125 | 1.32 | 1260 | 280 | 1.8 | 0.6 | 0.41 | 0.56 | 0.23 | 0.13 | 0.068 | 0.018 | 0.12
BACK to the basic menue
confirm selected location

## Prince Edward Island
Planningtool - CANADA V-6.0
DEGERtracker according OBC 2012 / National Building Code of Canada
Please choose relevant location in the list by clicking!!
Province Prince Edward Island
[6 empty] | Selected location: | Souris |  | q1/50: | 0.54 | kPa (kN/m²)
[9 empty] | Ss: | 2.7 | kPa (kN/m²)
Design Data for Selected Location
| Province and Location | Elev., | Design Temperature |  |  |  | Degree-Days Below 18°C | 15 min. Rain | One Day Rain, 1/50 | Ann. Rain | Moist Index | Ann. Tot. Ppn., | Driving Rain Wind Pressure | Snow Load |  | Hourly Wind |  | Seismic Data
|  |  | January |  | July 2.5% |  |  |  | mm |  |  |  |  | kPa, 1/50 |  | Pressures, kPa
|  | m | 2.5% °C | 1% °C | Dry °C | Wet °C |  | mm | mm | mm |  | mm | Pa. 1/5 | Ss | Sr | 1/10 | 1/50 | Sa(0.2) | Sa(0.5) | Sa(1.0) | Sa(2.0) | PGA
| Souris | 5 | -19 | -21 | 27 | 21 | 4650 | 13 | 112 | 950 | 1.14 | 1130 | 350 | 2.7 | 0.6 | 0.41 | 0.54 | 0.15 | 0.099 | 0.051 | 0.015 | 0.078
2
Prince Edward Island
1 | Charlottetown | 5 | -20 | -22 | 26 | 21 | 4600 | 13 | 107 | 900 | 1.09 | 1150 | 350 | 2.7 | 0.6 | 0.46 | 0.6 | 0.16 | 0.1 | 0.054 | 0.016 | 0.081
2 | Souris | 5 | -19 | -21 | 27 | 21 | 4650 | 13 | 112 | 950 | 1.14 | 1130 | 350 | 2.7 | 0.6 | 0.41 | 0.54 | 0.15 | 0.099 | 0.051 | 0.015 | 0.078
3 | Summerside | 10 | -20 | -22 | 27 | 21 | 4650 | 13 | 112 | 825 | 1.03 | 1060 | 350 | 3.1 | 0.6 | 0.52 | 0.68 | 0.19 | 0.12 | 0.057 | 0.017 | 0.1
4 | Tignish | 10 | -20 | -22 | 27 | 20 | 4800 | 13 | 96 | 800 | 1.01 | 1100 | 350 | 3.2 | 0.6 | 0.61 | 0.77 | 0.22 | 0.13 | 0.058 | 0.018 | 0.12
BACK to the basic menue
confirm selected location

## Newfoundland
Planningtool - CANADA V-6.0
DEGERtracker according OBC 2012 / National Building Code of Canada
Please choose relevant location in the list by clicking!!
Province Newfoundland
[6 empty] | Selected location: | Grand Falls |  | q1/50: | 0.6 | kPa (kN/m²)
[9 empty] | Ss: | 3.4 | kPa (kN/m²)
Design Data for Selected Location
| Province and Location | Elev., | Design Temperature |  |  |  | Degree-Days Below 18°C | 15 min. Rain | One Day Rain, 1/50 | Ann. Rain | Moist Index | Ann. Tot. Ppn., | Driving Rain Wind Pressure | Snow Load |  | Hourly Wind |  | Seismic Data
|  |  | January |  | July 2.5% |  |  |  | mm |  |  |  |  | kPa, 1/50 |  | Pressures, kPa
|  | m | 2.5% °C | 1% °C | Dry °C | Wet °C |  | mm | mm | mm |  | mm | Pa. 1/5 | Ss | Sr | 1/10 | 1/50 | Sa(0.2) | Sa(0.5) | Sa(1.0) | Sa(2.0) | PGA
| Grand Falls | 60 | -21 | -24 | 26 | 19 | 5000 | 15 | 86 | 775 | 0.97 | 1030 | 240 | 3.4 | 0.6 | 0.46 | 0.6 | 0.15 | 0.092 | 0.051 | 0.013 | 0.085
10
Newfoundland
1 | Argentia | 15 | -13 | -15 | 21 | 18 | 4600 | 15 | 107 | 1250 | 1.47 | 1400 | 400 | 2.4 | 0.7 | 0.57 | 0.75 | 0.18 | 0.11 | 0.059 | 0.016 | 0.091
2 | Bonavista | 15 | -17 | -19 | 24 | 19 | 4950 | 18 | 96 | 825 | 1.11 | 1010 | 400 | 2.8 | 0.6 | 0.52 | 0.69 | 0.17 | 0.11 | 0.058 | 0.015 | 0.088
3 | Buchans | 255 | -21 | -24 | 26 | 19 | 5400 | 13 | 107 | 850 | 1.04 | 1125 | 200 | 4.7 | 0.6 | 0.46 | 0.6 | 0.15 | 0.089 | 0.049 | 0.013 | 0.084
4 | Cape Harrison | 5 | -29 | -31 | 27 | 16 | 6900 | 15 | 112 | 475 | 0.94 | 950 | 350 | 6.3 | 0.4 | 0.46 | 0.6 | 0.24 | 0.14 | 0.064 | 0.019 | 0.11
5 | Cape Race | 5 | -14 | -16 | 19 | 18 | 4900 | 18 | 139 | 1425 | 1.66 | 1550 | 400 | 2.3 | 0.7 | 0.79 | 1.05 | 0.2 | 0.12 | 0.066 | 0.018 | 0.1
6 | Charin:I-Portaux | 5 | -15 | -17 | 19 | 18 | 5000 | 13 | 123 | 1175 | 1.43 | 1520 | 450 | 3 | 0.7 | 0.55 | 0.67 | 0.15 | 0.094 | 0.052 | 0.014 | 0.084
7 | Corner Brook | 35 | -19 | -22 | 26 | 19 | 4750 | 13 | 91 | 875 | 1.08 | 1190 | 300 | 3.7 | 0.6 | 0.58 | 0.74 | 0.14 | 0.088 | 0.048 | 0.013 | 0.082
8 | Gander | 125 | -18 | -21 | 27 | 19 | 5200 | 18 | 91 | 775 | 1.01 | 1180 | 280 | 3.7 | 0.6 | 0.46 | 0.6 | 0.16 | 0.096 | 0.053 | 0.014 | 0.085
9 | Grand Bank | 5 | -14 | -16 | 20 | 18 | 4550 | 15 | 123 | 1350 | 1.58 | 1525 | 400 | 2.4 | 0.7 | 0.59 | 0.74 | 0.18 | 0.11 | 0.06 | 0.017 | 0.095
10 | Grand Falls | 60 | -21 | -24 | 26 | 19 | 5000 | 15 | 86 | 775 | 0.97 | 1030 | 240 | 3.4 | 0.6 | 0.46 | 0.6 | 0.15 | 0.092 | 0.051 | 0.013 | 0.085
11 | Happy Valley-Goose Bay | 15 | -31 | -33 | 27 | 19 | 6700 | 20 | 80 | 575 | 0.83 | 960 | 160 | 5.3 | 0.4 | 0.29 | 0.37 | 0.15 | 0.092 | 0.047 | 0.014 | 0.091
12 | Labrador City | 550 | -35 | -37 | 23 | 18 | 7900 | 15 | 70 | 500 | 0.82 | 880 | 140 | 4.3 | 0.3 | 0.31 | 0.4 | 0.12 | 0.076 | 0.039 | 0.012 | 0.059
13 | St. Anthony | 10 | -24 | -27 | 22 | 18 | 6300 | 13 | 86 | 800 | 1.07 | 1280 | 450 | 5.1 | 0.6 | 0.57 | 0.87 | 0.15 | 0.096 | 0.052 | 0.014 | 0.081
14 | St. John’s | 65 | -14 | -16 | 24 | 20 | 4800 | 18 | 118 | 1200 | 1.41 | 1575 | 400 | 2.9 | 0.7 | 0.6 | 0.8 | 0.18 | 0.11 | 0.06 | 0.016 | 0.09
15 | Stephenville | 25 | -17 | -20 | 24 | 19 | 4850 | 13 | 102 | 1000 | 1.19 | 1275 | 350 | 3.5 | 0.6 | 0.62 | 0.77 | 0.14 | 0.089 | 0.048 | 0.013 | 0.081
16 | Twin Falls | 425 | -35 | -37 | 23 | 18 | 7850 | 15 | 70 | 500 | 0.85 | 950 | 120 | 4.6 | 0.4 | 0.31 | 0.4 | 0.12 | 0.068 | 0.034 | 0.011 | 0.059
17 | Wabana | 75 | -15 | -17 | 24 | 20 | 4800 | 18 | 112 | 1125 | 1.34 | 1500 | 400 | 3 | 0.7 | 0.56 | 0.75 | 0.18 | 0.11 | 0.059 | 0.016 | 0.088
18 | Wabush | 550 | -35 | -37 | 23 | 18 | 7900 | 15 | 70 | 500 | 0.82 | 880 | 140 | 4.3 | 0.3 | 0.31 | 0.4 | 0.12 | 0.076 | 0.039 | 0.012 | 0.059
BACK to the basic menue
confirm selected location

## Yukon
Planningtool - CANADA V-6.0
DEGERtracker according OBC 2012 / National Building Code of Canada
Please choose relevant location in the list by clicking!!
Province Yukon
[6 empty] | Selected location: | Watson Lake |  | q1/50: | 0.35 | kPa (kN/m²)
[9 empty] | Ss: | 3.1 | kPa (kN/m²)
Design Data for Selected Location
| Province and Location | Elev., | Design Temperature |  |  |  | Degree-Days Below 18°C | 15 min. Rain | One Day Rain, 1/50 | Ann. Rain | Moist Index | Ann. Tot. Ppn., | Driving Rain Wind Pressure | Snow Load |  | Hourly Wind |  | Seismic Data
|  |  | January |  | July 2.5% |  |  |  | mm |  |  |  |  | kPa, 1/50 |  | Pressures, kPa
|  | m | 2.5% °C | 1% °C | Dry °C | Wet °C |  | mm | mm | mm |  | mm | Pa. 1/5 | Ss | Sr | 1/10 | 1/50 | Sa(0.2) | Sa(0.5) | Sa(1.0) | Sa(2.0) | PGA
| Watson Lake | 685 | -46 | -48 | 26 | 16 | 7700 | 8 | 54 | 250 | 0.55 | 410 | 60 | 3.1 | 0.1 | 0.26 | 0.35 | 0.45 | 0.26 | 0.12 | 0.067 | 0.22
6
Yukon
1 | Aishihik | 920 | -44 | -46 | 23 | 16 | 8100 | 8 | 43 | 190 | 0.57 | 275 | 40 | 1.9 | 0.1 | 0.29 | 0.38 | 0.26 | 0.19 | 0.12 | 0.073 | 0.13
2 | Dawson | 330 | -50 | -51 | 26 | 16 | 8400 | 8 | 49 | 200 | 0.57 | 350 | 40 | 2.7 | 0.1 | 0.23 | 0.31 | 0.54 | 0.34 | 0.17 | 0.094 | 0.25
3 | Destruction Bay | 815 | -43 | -45 | 24 | 15 | 8100 | 8 | 49 | 190 | 0.62 | 300 | 80 | 1.6 | 0.1 | 0.45 | 0.6 | 0.73 | 0.49 | 0.27 | 0.15 | 0.33
4 | Snag | 595 | -51 | -53 | 23 | 16 | 8700 | 8 | 59 | 290 | 0.57 | 350 | 40 | 2.2 | 0.1 | 0.23 | 0.31 | 0.61 | 0.4 | 0.22 | 0.12 | 0.28
5 | Teslin | 690 | -41 | -43 | 25 | 16 | 7200 | 8 | 38 | 200 | 0.51 | 340 | 40 | 2.9 | 0.1 | 0.19 | 0.29 | 0.19 | 0.11 | 0.065 | 0.041 | 0.099
6 | Watson Lake | 685 | -46 | -48 | 26 | 16 | 7700 | 8 | 54 | 250 | 0.55 | 410 | 60 | 3.1 | 0.1 | 0.26 | 0.35 | 0.45 | 0.26 | 0.12 | 0.067 | 0.22
7 | Whitehorse | 655 | -41 | -43 | 25 | 15 | 6900 | 8 | 43 | 170 | 0.49 | 275 | 40 | 1.8 | 0.1 | 0.28 | 0.38 | 0.22 | 0.15 | 0.01 | 60 | 0.12
BACK to the basic menue
confirm selected location

## Northwest Territories
Planningtool - CANADA V-6.0
DEGERtracker according OBC 2012 / National Building Code of Canada
Please choose relevant location in the list by clicking!!
Province Northwest Territories
[6 empty] | Selected location: | Mould Bay |  | q1/50: | 0.67 | kPa (kN/m²)
[9 empty] | Ss: | 1.5 | kPa (kN/m²)
Design Data for Selected Location
| Province and Location | Elev., | Design Temperature |  |  |  | Degree-Days Below 18°C | 15 min. Rain | One Day Rain, 1/50 | Ann. Rain | Moist Index | Ann. Tot. Ppn., | Driving Rain Wind Pressure | Snow Load |  | Hourly Wind |  | Seismic Data
|  |  | January |  | July 2.5% |  |  |  | mm |  |  |  |  | kPa, 1/50 |  | Pressures, kPa
|  | m | 2.5% °C | 1% °C | Dry °C | Wet °C |  | mm | mm | mm |  | mm | Pa. 1/5 | Ss | Sr | 1/10 | 1/50 | Sa(0.2) | Sa(0.5) | Sa(1.0) | Sa(2.0) | PGA
| Mould Bay | 5 | -45 | -47 | 10 | 8 | 13000 | 3 | 33 | 25 | 0.94 | 100 | 140 | 1.5 | 0.1 | 0.47 | 0.67 | 0.35 | 0.16 | 0.073 | 0.019 | 0.24
11
Northwest Territories
1 | Aklavik | 5 | -44 | -46 | 24 | 16 | 10000 | 5 | 49 | 115 | 0.67 | 250 | 60 | 2.3 | 0.1 | 0.37 | 0.6 | 0.18 | 0.12 | 0.06 | 0.035 | 0.1
2 | Echo Bay / Port Radium | 195 | -44 | -46 | 22 | 16 | 9300 | 5 | 60 | 160 | 0.7 | 250 | 80 | 3 | 0.1 | 0.38 | 0.53 | 0.12 | 0.056 | 0.023 | 0.009 | 0.059
3 | Fort Good Hope | 100 | -46 | -48 | 27 | 17 | 9350 | 5 | 65 | 140 | 0,60 | 280 | 80 | 2.9 | 0.1 | 0.48 | 0.63 | 0.15 | 0.1 | 0.059 | 0.036 | 0.08
4 | Fort Providence | 150 | -44 | -46 | 24 | 18 | 7900 | 8 | 71 | 210 | 0.56 | 350 | 100 | 2.4 | 0.1 | 0.26 | 0.35 | 0.12 | 0.056 | 0.023 | 0.011 | 0.059
5 | Fort Resolution | 160 | -42 | -44 | 26 | 18 | 8050 | 8 | 60 | 175 | 0.61 | 300 | 140 | 2.3 | 0.1 | 0.29 | 0.39 | 0.12 | 0.056 | 0.023 | 0.006 | 0.059
6 | Fort Simpson | 120 | -45 | -47 | 27 | 18 | 8000 | 8 | 76 | 225 | 0.56 | 360 | 80 | 2.3 | 0.1 | 0.3 | 0.41 | 0.12 | 0.08 | 0.047 | 0.029 | 0.059
7 | Fort Smith | 205 | -43 | -45 | 28 | 19 | 7700 | 8 | 65 | 250 | 0.56 | 350 | 80 | 2.3 | 0.2 | 0.3 | 0.41 | 0.12 | 0.056 | 0.023 | 0.006 | 0.059
8 | Hay River | 45 | -41 | -43 | 26 | 18 | 11100 | 8 | 44 | 200 | 0.62 | 150 | 140 | 2.4 | 0.1 | 0.26 | 0.35 | 0.12 | 0.056 | 0.023 | 0.007 | 0.059
9 | Holman | 10 | -43 | -45 | 18 | 12 | 10050 | 3 | 44 | 80 | 0.93 | 250 | 120 | 2.1 | 0.1 | 0.63 | 0.85 | 0.12 | 0.056 | 0.023 | 0.006 | 0.059
10 | Inuvik | 45 | -46 | -48 | 25 | 16 | 10050 | 5 | 60 | 115 | 0.67 | 425 | 60 | 2.3 | 0.1 | 0.39 | 0.64 | 0.12 | 0.069 | 0.041 | 0.026 | 0.06
11 | Mould Bay | 5 | -45 | -47 | 10 | 8 | 13000 | 3 | 33 | 25 | 0.94 | 100 | 140 | 1.5 | 0.1 | 0.47 | 0.67 | 0.35 | 0.16 | 0.073 | 0.019 | 0.24
12 | Norman Wells | 65 | -46 | -47 | 27 | 17 | 8800 | 5 | 60 | 165 | 0.57 | 320 | 80 | 2.7 | 0.1 | 0.41 | 0.67 | 0.51 | 0.31 | 0.15 | 0.085 | 0.24
13 | Rae-Edzo | 160 | -44 | -46 | 24 | 17 | 8400 | 5 | 60 | 175 | 0.59 | 275 | 80 | 2.3 | 0.1 | 0.34 | 0.47 | 0.12 | 0.056 | 0.023 | 0.008 | 0.059
14 | Tungsten | 1340 | -49 | -51 | 26 | 16 | 7900 | 5 | 44 | 315 | 0.75 | 640 | 40 | 4.3 | 0.1 | 0.29 | 0.44 | 0.51 | 0.31 | 0.16 | 0.087 | 0.24
15 | Yellowknite | 160 | -43 | -45 | 25 | 17 | 8500 | 5 | 60 | 175 | 0.58 | 275 | 100 | 2.2 | 0.1 | 0.34 | 0.47 | 0.12 | 0.056 | 0.023 | 0.006 | 0.059
BACK to the basic menue
confirm selected location

## Nunavut
Planningtool - CANADA V-6.0
DEGERtracker according OBC 2012 / National Building Code of Canada
Please choose relevant location in the list by clicking!!
Province Nunavut
[6 empty] | Selected location: | Chesterfield Inlet |  | q1/50: | 0.56 | kPa (kN/m²)
[9 empty] | Ss: | 3 | kPa (kN/m²)
Design Data for Selected Location
| Province and Location | Elev., | Design Temperature |  |  |  | Degree-Days Below 18°C | 15 min. Rain | One Day Rain, 1/50 | Ann. Rain | Moist Index | Ann. Tot. Ppn., | Driving Rain Wind Pressure | Snow Load |  | Hourly Wind |  | Seismic Data
|  |  | January |  | July 2.5% |  |  |  | mm |  |  |  |  | kPa, 1/50 |  | Pressures, kPa
|  | m | 2.5% °C | 1% °C | Dry °C | Wet °C |  | mm | mm | mm |  | mm | Pa. 1/5 | Ss | Sr | 1/10 | 1/50 | Sa(0.2) | Sa(0.5) | Sa(1.0) | Sa(2.0) | PGA
| Chesterfield Inlet | 10 | -40 | -41 | 20 | 14 | 10500 | 5 | 60 | 175 | 0.88 | 270 | 240 | 3 | 0.2 | 0.44 | 0.56 | 0.16 | 0.075 | 0.039 | 0.009 | 0.098
6
Nunavut
1 | Alert | 5 | -43 | -45 | 13 | 9 | 13200 | 3 | 22 | 20 | 0.95 | 150 | 100 | 1.6 | 0.1 | 0.54 | 0.76 | 0.12 | 0.056 | 0.023 | 0.006 | 0.059
2 | Arctic Bay | 15 | -43 | -45 | 14 | 10 | 11900 | 3 | 38 | 60 | 0.9 | 150 | 160 | 2.1 | 0.1 | 0.4 | 0.55 | 0.18 | 0.11 | 0.063 | 0.018 | 0.096
3 | Arviat / Eskimo Point | 5 | -40 | -41 | 21 | 16 | 10000 | 5 | 65 | 225 | 0.85 | 300 | 240 | 2.9 | 0.2 | 0.49 | 0.64 | 0.12 | 0.056 | 0.023 | 0.006 | 0.059
4 | BakerLake | 5 | -45 | -46 | 21 | 15 | 11000 | 3 | 55 | 160 | 0.84 | 260 | 180 | 2.9 | 0.2 | 0.42 | 0.54 | 0.12 | 0.056 | 0.023 | 0.006 | 0.059
5 | Cambridge Bay | 15 | -45 | -46 | 16 | 13 | 12000 | 3 | 38 | 70 | 0.89 | 140 | 100 | 1.6 | 0.1 | 0.41 | 0.54 | 0.12 | 0.056 | 0.023 | 0.006 | 0.059
6 | Chesterfield Inlet | 10 | -40 | -41 | 20 | 14 | 10500 | 5 | 60 | 175 | 0.88 | 270 | 240 | 3 | 0.2 | 0.44 | 0.56 | 0.16 | 0.075 | 0.039 | 0.009 | 0.098
7 | Clyde River | 5 | -41 | -43 | 15 | 9 | 11100 | 5 | 44 | 55 | 0.9 | 225 | 220 | 3.5 | 0.2 | 0.61 | 0.9 | 0.5 | 0.29 | 0.16 | 0.049 | 0.33
8 | Coppermine | 10 | -44 | -45 | 20 | 13 | 10700 | 5 | 55 | 140 | 0.84 | 150 | 80 | 2.6 | 0.1 | 0.33 | 0.46 | 0.12 | 0.056 | 0.023 | 0.006 | 0.059
9 | Coral Harbour | 15 | -41 | -43 | 18 | 13 | 10800 | 5 | 65 | 150 | 0.87 | 280 | 200 | 3.8 | 0.2 | 0.75 | 0.99 | 0.24 | 0.11 | 0.051 | 0.013 | 0.16
10 | Eureka | 5 | -47 | -48 | 12 | 9 | 13800 | 3 | 27 | 25 | 0.95 | 70 | 100 | 1.6 | 0.1 | 0.47 | 0.67 | 0.33 | 0.14 | 0.065 | 0.017 | 0.24
11 | Iqaluit | 45 | -40 | -42 | 16 | 11 | 10050 | 5 | 58 | 200 | 0.86 | 433 | 200 | 2.9 | 0.2 | 0.39 | 0.75 | 0.13 | 0.086 | 0.049 | 0.013 | 0.059
12 | Isachsen | 10 | -46 | -48 | 12 | 9 | 13600 | 3 | 22 | 25 | 0.95 | 75 | 140 | 1.6 | 0.1 | 0.68 | 0.9 | 0.4 | 0.2 | 0.097 | 0.028 | 0.22
13 | Nottingham Island | 30 | -38 | -40 | 14 | 13 | 10000 | 5 | 60 | 175 | 0.88 | 325 | 200 | 4.5 | 0.2 | 0.75 | 0.99 | 0.24 | 0.1 | 0.05 | 0.012 | 0.16
14 | Rankin Inlet | 10 | -40 | -41 | 20 | 15 | 10600 | 5 | 65 | 180 | 0.87 | 250 | 240 | 3 | 0.2 | 0.46 | 0.6 | 0.12 | 0.056 | 0.026 | 0.006 | 0.059
15 | Resolute | 25 | -44 | -45 | 11 | 9 | 12600 | 3 | 27 | 50 | 0.93 | 140 | 180 | 1.7 | 0.1 | 0.52 | 0.69 | 0.35 | 0.16 | 0.081 | 0.02 | 0.22
16 | Resolution Island | 5 | -35 | -37 | 8 | 7 | 9000 | 5 | 71 | 240 | 0.89 | 550 | 200 | 5.2 | 0.2 | 0.85 | 1.23 | 0,44 | 0.21 | 0.1 | 0.028 | 0.29
BACK to the basic menue
confirm selected location

## Zusammenfassung-Module (hidden)
Zusammenfassung Modulbelegung
Ergebnis TOPtraker 8.5 |  |  |  | Ergebnis S-Serie
|  | maximale Anzahl Module | #DIV/0! |  |  | maximale Anzahl Module | #DIV/0!
|  |  |  | #DIV/0! | Reihen stehend a` | #DIV/0! | Module
#DIV/0! | Reihen liegend a` | #DIV/0! | Module | #DIV/0! | Reihen stehend a` | #DIV/0! | Module
#DIV/0! | Reihen stehend a` | #DIV/0! | Module | #DIV/0! | Reihen liegend a` | #DIV/0! | Module
|  | Modulfläche | #DIV/0! |  |  | Modulfläche | #DIV/0!
|  | max. Fläche | 0 |  |  | max. Fläche | #DIV/0!
Ergebnis alle anderen Modelle (25m², 40m² und 60m² -Systeme) |  |  |  | Ergebnis D-Serie
|  | maximale Anzahl Module | #DIV/0! |  |  | maximale Anzahl Module | #DIV/0!
#DIV/0! | Reihen liegend a` | #DIV/0! | Module | #DIV/0! | Reihen liegend a` | #DIV/0! | Module
#DIV/0! | Reihen liegend a` | #DIV/0! | Module | #DIV/0! | Reihen liegend a` | #DIV/0! | Module
#DIV/0! | Reihen stehend a` | #DIV/0! | Module | #DIV/0! | Reihen stehend a` | #DIV/0! | Module
|  | Modulfläche | #DIV/0! |  |  | Modulfläche | #DIV/0!
|  | max. Fläche | #DIV/0! |  |  | max. Fläche | #DIV/0!
gewähltes System |  | 4
maximale Modulbelegung abh. vom gewählten System
|  | maximale Anzahl Module | #DIV/0!
#DIV/0! | Reihen liegend a` | #DIV/0! | Module
#DIV/0! | Reihen liegend a` | #DIV/0! | Module
#DIV/0! | Reihen stehend a` | #DIV/0! | Module
|  | Modulfläche | #DIV/0!
|  | max. Fläche | #DIV/0!

## TOPtraker (hidden)
[6 empty] | maximal zulässige Modulfläche |  |  | DEGERtraker 8.5 ohne Unterkonstruktion |  | #DIV/0!
[6 empty] | maximal zulässige Modulfläche |  |  | DEGERtraker 8.5 mit Unterkonstruktion |  | #DIV/0!
[6 empty] | maximal zulässige Modulfläche |  |  | DEGERtraker S70 |  | #DIV/0!
[6 empty] | maximal zulässige Modulfläche |  |  | DEGERtraker D60H |  | #DIV/0!
[6 empty] | maximal zulässige Modulfläche |  |  | DEGERtraker D80 |  | #DIV/0!
[6 empty] | maximal zulässige Modulfläche |  |  | DEGERtraker D100 |  | #DIV/0!
53
| Modulbreite | 0 |  | maximale Anzahl Module |  | #DIV/0! |  |  | 0 | Maximalfläche | 60.3819
| Modulhöhe | 0 |  | Modulfläche |  | #DIV/0!
|  | 0 | [6 empty] | 0 | Maximalbreite |  |  |  |  | 100
|  |  |  | #DIV/0! | Reihen liegend a` | #DIV/0! | Modul |  | 0 | Maximalhöhe |  |  |  |  | 100
| Maximalfläche: | 0 |  | #DIV/0! | Reihen stehend a` | #DIV/0! | Modul |  | 0 | Breite Tragrahmen
| Maximalbreite | 0 | Modulfläche | [7 empty] | Breite Tragrahmen: | 0 | System | 4
| Maximalhöhe | 0 | Modulfläche
| liegend |  |  | stehend
Anzahl Module gesamt | Anzahl Module übereinander (liegend) | keine negativen Zahlen | Anzahl Module nebeneinander (immer 1 bzw. 0) | Anzahl Module übereinander (stehend) | keine negativen Zahlen | Anzahl Module nebeneinander (immer 1 bzw. 0) |  | Breite Modulfläche | Höhe Modulfläche stehend (incl. 6mm) | Modulfläche eingehalten? | max. Breite eingehalten? | liegende Module - max. Höhe eingehalten? | Modulanordung möglich?
[8 empty] | m | m
#DIV/0! | #DIV/0! | #DIV/0! | 1 | 0 | 0 | 0 |  | 0 | #DIV/0! | #DIV/0! | 1 | #DIV/0! | #DIV/0!
#DIV/0! | #DIV/0! | #DIV/0! | 1 | 0 | 0 | 0 |  | 0 | #DIV/0! | #DIV/0! | 1 | #DIV/0! | #DIV/0!
#DIV/0! | #DIV/0! | #DIV/0! | 1 | 0 | 0 | 0 |  | 0 | #DIV/0! | #DIV/0! | 1 | #DIV/0! | #DIV/0!
#DIV/0! | #DIV/0! | #DIV/0! | 1 | 0 | 0 | 0 |  | 0 | #DIV/0! | #DIV/0! | 1 | #DIV/0! | #DIV/0!
#DIV/0! | #DIV/0! | #DIV/0! | 1 | 0 | 0 | 0 |  | 0 | #DIV/0! | #DIV/0! | 1 | #DIV/0! | #DIV/0!
#DIV/0! | #DIV/0! | #DIV/0! | 1 | 0 | 0 | 0 |  | 0 | #DIV/0! | #DIV/0! | 1 | #DIV/0! | #DIV/0!
#DIV/0! | #DIV/0! | #DIV/0! | 1 | 0 | 0 | 0 |  | 0 | #DIV/0! | #DIV/0! | 1 | #DIV/0! | #DIV/0!
#DIV/0! | #DIV/0! | #DIV/0! | 1 | 0 | 0 | 0 |  | 0 | #DIV/0! | #DIV/0! | 1 | #DIV/0! | #DIV/0!
#DIV/0! | #DIV/0! | #DIV/0! | 1 | 0 | 0 | 0 |  | 0 | #DIV/0! | #DIV/0! | 1 | #DIV/0! | #DIV/0!
#DIV/0! | #DIV/0! | #DIV/0! | 1 | 0 | 0 | 0 |  | 0 | #DIV/0! | #DIV/0! | 1 | #DIV/0! | #DIV/0!
#DIV/0! | #DIV/0! | #DIV/0! | 1 | 0 | 0 | 0 |  | 0 | #DIV/0! | #DIV/0! | 1 | #DIV/0! | #DIV/0!
#DIV/0! | #DIV/0! | #DIV/0! | 1 | 0 | 0 | 0 |  | 0 | #DIV/0! | #DIV/0! | 1 | #DIV/0! | #DIV/0!
#DIV/0! | #DIV/0! | #DIV/0! | 1 | 0 | 0 | 0 |  | 0 | #DIV/0! | #DIV/0! | 1 | #DIV/0! | #DIV/0!
#DIV/0! | #DIV/0! | #DIV/0! | 1 | 0 | 0 | 0 |  | 0 | #DIV/0! | #DIV/0! | 1 | #DIV/0! | #DIV/0!
#DIV/0! | #DIV/0! | #DIV/0! | 1 | 0 | 0 | 0 |  | 0 | #DIV/0! | #DIV/0! | 1 | #DIV/0! | #DIV/0!
#DIV/0! | #DIV/0! | #DIV/0! | 1 | 0 | 0 | 0 |  | 0 | #DIV/0! | #DIV/0! | 1 | #DIV/0! | #DIV/0!
#DIV/0! | #DIV/0! | #DIV/0! | 1 | 0 | 0 | 0 |  | 0 | #DIV/0! | #DIV/0! | 1 | #DIV/0! | #DIV/0!
#DIV/0! | #DIV/0! | #DIV/0! | 1 | 0 | 0 | 0 |  | 0 | #DIV/0! | #DIV/0! | 1 | #DIV/0! | #DIV/0!
#DIV/0! | #DIV/0! | #DIV/0! | 1 | 0 | 0 | 0 |  | 0 | #DIV/0! | #DIV/0! | 1 | #DIV/0! | #DIV/0!
#DIV/0! | #DIV/0! | #DIV/0! | 1 | 0 | 0 | 0 |  | 0 | #DIV/0! | #DIV/0! | 1 | #DIV/0! | #DIV/0!
#DIV/0! | #DIV/0! | #DIV/0! | 1 | 0 | 0 | 0 |  | 0 | #DIV/0! | #DIV/0! | 1 | #DIV/0! | #DIV/0!
#DIV/0! | #DIV/0! | #DIV/0! | 1 | 0 | 0 | 0 |  | 0 | #DIV/0! | #DIV/0! | 1 | #DIV/0! | #DIV/0!
#DIV/0! | #DIV/0! | #DIV/0! | 1 | 0 | 0 | 0 |  | 0 | #DIV/0! | #DIV/0! | 1 | #DIV/0! | #DIV/0!
#DIV/0! | #DIV/0! | #DIV/0! | 1 | 0 | 0 | 0 |  | 0 | #DIV/0! | #DIV/0! | 1 | #DIV/0! | #DIV/0!
#DIV/0! | #DIV/0! | #DIV/0! | 1 | 0 | 0 | 0 |  | 0 | #DIV/0! | #DIV/0! | 1 | #DIV/0! | #DIV/0!
#DIV/0! | #DIV/0! | #DIV/0! | 0 | #DIV/0! | #DIV/0! | 1 |  | 0 | #DIV/0! | #DIV/0! | 1 | #DIV/0! | #DIV/0!
#DIV/0! | #DIV/0! | #DIV/0! | 0 | #DIV/0! | #DIV/0! | 1 |  | 0 | #DIV/0! | #DIV/0! | 1 | #DIV/0! | #DIV/0!
#DIV/0! | #DIV/0! | #DIV/0! | 0 | #DIV/0! | #DIV/0! | 1 |  | 0 | #DIV/0! | #DIV/0! | 1 | #DIV/0! | #DIV/0!
#DIV/0! | #DIV/0! | #DIV/0! | 0 | #DIV/0! | #DIV/0! | 1 |  | 0 | #DIV/0! | #DIV/0! | 1 | #DIV/0! | #DIV/0!
#DIV/0! | #DIV/0! | #DIV/0! | 0 | #DIV/0! | #DIV/0! | 1 |  | 0 | #DIV/0! | #DIV/0! | 1 | #DIV/0! | #DIV/0!
#DIV/0! | #DIV/0! | #DIV/0! | 0 | #DIV/0! | #DIV/0! | 1 |  | 0 | #DIV/0! | #DIV/0! | 1 | #DIV/0! | #DIV/0!
#DIV/0! | #DIV/0! | #DIV/0! | 0 | #DIV/0! | #DIV/0! | 1 |  | 0 | #DIV/0! | #DIV/0! | 1 | #DIV/0! | #DIV/0!
#DIV/0! | #DIV/0! | #DIV/0! | 0 | #DIV/0! | #DIV/0! | 1 |  | 0 | #DIV/0! | #DIV/0! | 1 | #DIV/0! | #DIV/0!
#DIV/0! | #DIV/0! | #DIV/0! | 0 | #DIV/0! | #DIV/0! | 1 |  | 0 | #DIV/0! | #DIV/0! | 1 | #DIV/0! | #DIV/0!
#DIV/0! | #DIV/0! | #DIV/0! | 0 | #DIV/0! | #DIV/0! | 1 |  | 0 | #DIV/0! | #DIV/0! | 1 | #DIV/0! | #DIV/0!
#DIV/0! | #DIV/0! | #DIV/0! | 0 | #DIV/0! | #DIV/0! | 1 |  | 0 | #DIV/0! | #DIV/0! | 1 | #DIV/0! | #DIV/0!
#DIV/0! | #DIV/0! | #DIV/0! | 0 | #DIV/0! | #DIV/0! | 1 |  | 0 | #DIV/0! | #DIV/0! | 1 | #DIV/0! | #DIV/0!
#DIV/0! | #DIV/0! | #DIV/0! | 0 | #DIV/0! | #DIV/0! | 1 |  | 0 | #DIV/0! | #DIV/0! | 1 | #DIV/0! | #DIV/0!
#DIV/0! | #DIV/0! | #DIV/0! | 0 | #DIV/0! | #DIV/0! | 1 |  | 0 | #DIV/0! | #DIV/0! | 1 | #DIV/0! | #DIV/0!
#DIV/0! | #DIV/0! | #DIV/0! | 0 | #DIV/0! | #DIV/0! | 1 |  | 0 | #DIV/0! | #DIV/0! | 1 | #DIV/0! | #DIV/0!
#DIV/0! | #DIV/0! | #DIV/0! | 0 | #DIV/0! | #DIV/0! | 1 |  | 0 | #DIV/0! | #DIV/0! | 1 | #DIV/0! | #DIV/0!
#DIV/0! | #DIV/0! | #DIV/0! | 0 | #DIV/0! | #DIV/0! | 1 |  | 0 | #DIV/0! | #DIV/0! | 1 | #DIV/0! | #DIV/0!
#DIV/0! | #DIV/0! | #DIV/0! | 0 | #DIV/0! | #DIV/0! | 1 |  | 0 | #DIV/0! | #DIV/0! | 1 | #DIV/0! | #DIV/0!
#DIV/0! | #DIV/0! | #DIV/0! | 0 | #DIV/0! | #DIV/0! | 1 |  | 0 | #DIV/0! | #DIV/0! | 1 | #DIV/0! | #DIV/0!
#DIV/0! | #DIV/0! | #DIV/0! | 0 | #DIV/0! | #DIV/0! | 1 |  | 0 | #DIV/0! | #DIV/0! | 1 | #DIV/0! | #DIV/0!
#DIV/0! | #DIV/0! | #DIV/0! | 0 | #DIV/0! | #DIV/0! | 1 |  | 0 | #DIV/0! | #DIV/0! | 1 | #DIV/0! | #DIV/0!
#DIV/0! | #DIV/0! | #DIV/0! | 0 | #DIV/0! | #DIV/0! | 1 |  | 0 | #DIV/0! | #DIV/0! | 1 | #DIV/0! | #DIV/0!

## Exposure Categorie
Planningtool - CANADA V-6.0
DEGERtracker according OBC 2012 / National Building Code of Canada
Please choose the Exposure by clicking the corresponding picture!!
open terrain open terrain is level terrain with only scattered buildings, trees or other obstructions, open water or shorelines
rough terrain rough terrain is suburban, urban or wooded terrain extending upwind from the building (tracker) uninterrupted for at least 1 km or 20 times the building (tracker) height, whichever is greater
intermediate terrain the site is less than 1 km or 20 times the building (tracker) height from a change in terrain conditions, whichever is greater
| Please give the distance of the site from a change in terrain conditions | 900 | m
- If the distance is less than or equal to 100m please choose "open terrain" -
BACK to the basic menue

## K-z (hidden)
Planning-Tool
DEGERtraker according ASCE 7
Please pay attention to the notes below!
Velocity Pressure Exposure Coefficients, Kh and Kz
Table 6-3
| Height above ground level, z |  | Exposure (Note1)
|  |  | B |  | C | D
| ft | (m) | Case 1 | Case 2 | Case 1 & 2 | Case 1 & 2
| 0-15 | (0-4.6) | 0.7 | 0.57 | 0.85 | 1.03
| 20 | (6.1) | 0.7 | 0.62 | 0.9 | 1.08
| 25 | (7.6) | 0.7 | 0.66 | 0.94 | 1.12
| 30 | (9.1) | 0.7 | 0.7 | 0.98 | 1.16
| 40 | (12.2) | 0.76 | 0.76 | 1.04 | 1.22
| 50 | (15.2) | 0.81 | 0.81 | 1.09 | 1.27
| 60 | (-18) | 0.85 | 0.85 | 1.13 | 1.31
| 70 | (21.3) | 0.89 | 0.89 | 1.17 | 1.34
| 80 | (24.4) | 0.93 | 0.93 | 1.21 | 1.38
| 90 | (27.4) | 0.96 | 0.96 | 1.24 | 1.4
| 100 | (30.5) | 0.99 | 0.99 | 1.26 | 1.43
| 120 | (36.6) | 1.04 | 1.04 | 1.31 | 1.48
| 140 | (42.7) | 1.09 | 1.09 | 1.36 | 1.52
| 160 | (48.8) | 1.13 | 1.13 | 1.39 | 1.55
| 180 | (54.9) | 1.17 | 1.17 | 1.43 | 1.58
| 200 | (61.0) | 1.2 | 1.2 | 1.46 | 1.61
| 250 | (76.2) | 1.28 | 1.28 | 1.53 | 1.68
| 300 | (91.4) | 1.35 | 1.35 | 1.59 | 1.73
| 350 | (106.7) | 1.41 | 1.41 | 1.64 | 1.78
| 400 | (121.9) | 1.47 | 1.47 | 1.69 | 1.82
| 450 | (137.2) | 1.52 | 1.52 | 1.73 | 1.86
| 500 | (152.4) | 1.56 | 1.56 | 1.77 | 1.89
Notes:
1. | Case 1: | a. All components and cladding.
b. Main wind force resisting system in low-rise buildings designed using Figure 6-10.
| Case 2: | a. All main wind force resisting systems in buildings except those in low-rise buildings designed using Figure 6-10.
b. All main wind force resisting systems in other structures.
2. | The velocity pressure exposure coefficient Kz may be determined from the following formula:
| For 15 ft. ≤ z ≤ zg |  | For z < 15 ft.
| Kz = 2.01 (z/zg)2/α |  | Kz = 2.01 (15/zg)2/α
Note: z shall not be taken less than 30 feet for Case 1 in exposure B.
3. | α and zg are tabulated in Table 6-2.
4. | Linear interpolation for intermediate values of height z is acceptable.
5. | Exposure categories are defined in 6.5.6.
BACK to the basic menue

## 25,40und60m²-Modelle (hidden)
[10 empty] | maximal zulässige Modulfläche |  |  | DEGERtraker 8.5 ohne Unterkonstruktion | #DIV/0!
[10 empty] | maximal zulässige Modulfläche |  |  | DEGERtraker 8.5 mit Unterkonstruktion | #DIV/0!
[10 empty] | maximal zulässige Modulfläche |  |  | DEGERtraker S70 | #DIV/0!
[10 empty] | maximal zulässige Modulfläche |  |  | DEGERtraker D60H | #DIV/0!
[10 empty] | maximal zulässige Modulfläche |  |  | DEGERtraker D80 | #DIV/0!
[10 empty] | maximal zulässige Modulfläche |  |  | DEGERtraker D100 | #DIV/0!
[6 empty] | Modulfläche: | #DIV/0!
| Modulbreite | 0 |  |  |  | maximale Anzahl Module | #DIV/0!
| Modulhöhe | 0
|  | 0 | [5 empty] | #DIV/0! | 0 | #DIV/0! | Maximalfläche
|  |  |  | #DIV/0! | Reihen liegend a` | #DIV/0! | Module | 15.8 | 0 | 15.8 | Maximalbreite
| Maximalfläche: | #DIV/0! |  | #DIV/0! | Reihen liegend a` | #DIV/0! | Module | 3.4 | 0 | 3.4 | Maximalhöhe
|  |  |  | #DIV/0! | Reihen stehend a` | #DIV/0! | Module | 15.8 | 0 | 15.8 | Breite Tragrahmen
| Maximalbreite | 15.8 | Modulfläche |  | Breite Tragrahmen: | 15.8 | System | 4
| Maximalhöhe | 3.4 | Modulfläche
| Theoretisches Maximum in Abh. der max. zul. Fläche: |  |  |  | #DIV/0! | #DIV/0! | Module
| Liegende Module | [6 empty] | Stehende Module
| max. Anzahl Module nebeneinander: |  |  |  |  | #DIV/0! | Module | max. Anzahl Module nebeneinander: |  |  | #DIV/0!
| max. Anzahl Module übereinander: |  |  |  |  | #DIV/0! | Module | max. Anzahl Module übereinander: |  |  | #DIV/0!
Abhängig von max. Anzahl
| max. Anzahl Module nebeneinander: |  |  |  |  | #DIV/0! | Module
| max. Anzahl Module übereinander: |  |  |  |  | #DIV/0! | Module
ODER
| max. Anzahl Module nebeneinander: |  |  |  |  | #DIV/0! | Module
| max. Anzahl Module übereinander: |  |  |  |  | #DIV/0! | Module
| max. Module liegend | [9 empty] | Module stehend | [5 empty] | PRÜFUNGEN 1= JA, 0=NEIN
Reihen mit < MAX Modulen übereinander
Anzahl Module gesamt | Anzahl Module liegend | keine negativen Zahlen | für 3000er max. 3 Reihen | max. Anzahl Module (liegend) | Anzahl Reihen übereinander (liegend) |  | Anzahl Module liegend | keine negativen Zahlen | Anzahl Reihen übereinander (liegend) |  | max. Anzahl Reihen | max. Anzahl Module übereinander (stehend) | keine negativen Zahlen | Breite Modulfläche | Höhe Modulfläche liegend (ohne. 6mm) | Höhe Modulfläche stehend (ohne 6mm) | Modulfläche eingehalten? | max. Breite eingehalten? | liegende Module - max. Höhe eingehalten? | stehende Module - max. Höhe eingehalten? | liegende Module vorhanden? | stehende Module vorhanden? |  |  |  | gerade Anzahl Reihen liegend |  |  |  | gerade Anzahl Reihen liegend < MAX |  | Symetrie liegende Module untersch. Reihen liegend vorh. | Symetrie liegende Module |  |  |  | gerade Anzahl Reihen stehend | liegend und stehend | mehr als 1 Reihe stehend? | liegend - Überstand max. 1/3? | stehend - Überstand max. 1/3? | Module stehen seitlich über Tragrahmen über? | Prüfung Überstand stehend notwendig (nur bei 0 oder 1 Modul liegend) | Prüfung notwendig, wenn Module über Tragrahmen überstehen und vorh. Spalte. | Montage stehend außen möglich? | liegend alles i.o.? | SYMMETRIE stehende Module möglich? | stehende Module alles i.o.? | liegend alles i.O. oder nicht vorhanden | stehend alles i.O. oder nicht vorhanden | kein 3000er-Rahmen | bei 3000er-Rahmen insgesamt max. 3 Reihen (stehend plus liegend) | 3000er-Rahmen mit max. 3 Reihen bzw. anderer Rahmen | Modulanordnung möglich?
[14 empty] | m | m | m
1. Schritt: Homogene Modulflächen nur mit liegenden Modulen
#DIV/0! | #DIV/0! | #DIV/0! | #DIV/0! | #DIV/0! | #DIV/0! |  | 0 | 0 | 0 |  | 0 | #DIV/0! | #DIV/0! | #DIV/0! | #DIV/0! | #DIV/0! | #DIV/0! | #DIV/0! | #DIV/0! | #DIV/0! | #DIV/0! | 0 | #DIV/0! | #DIV/0! | #DIV/0! | #DIV/0! | 0 | 0 | 0 | 1 | FALSE | TRUE | #DIV/0! | #DIV/0! | #DIV/0! | #DIV/0! | #DIV/0! | #DIV/0! | 0 | #DIV/0! | #DIV/0! | #DIV/0! | #DIV/0! | #DIV/0! | #DIV/0! | #DIV/0! | #DIV/0! | #DIV/0! | #DIV/0! | #DIV/0! | 1 | #DIV/0! | 1 | #DIV/0!
#DIV/0! | #DIV/0! | #DIV/0! | #DIV/0! | #DIV/0! | #DIV/0! |  | 0 | 0 | 0 |  | 0 | #DIV/0! | #DIV/0! | #DIV/0! | #DIV/0! | #DIV/0! | #DIV/0! | #DIV/0! | #DIV/0! | #DIV/0! | #DIV/0! | 0 | #DIV/0! | #DIV/0! | #DIV/0! | #DIV/0! | 0 | 0 | 0 | 1 | FALSE | TRUE | #DIV/0! | #DIV/0! | #DIV/0! | #DIV/0! | #DIV/0! | #DIV/0! | 0 | #DIV/0! | #DIV/0! | #DIV/0! | #DIV/0! | #DIV/0! | #DIV/0! | #DIV/0! | #DIV/0! | #DIV/0! | #DIV/0! | #DIV/0! | 1 | #DIV/0! | 1 | #DIV/0!
#DIV/0! | #DIV/0! | #DIV/0! | #DIV/0! | #DIV/0! | #DIV/0! |  | 0 | 0 | 0 |  | 0 | #DIV/0! | #DIV/0! | #DIV/0! | #DIV/0! | #DIV/0! | #DIV/0! | #DIV/0! | #DIV/0! | #DIV/0! | #DIV/0! | 0 | #DIV/0! | #DIV/0! | #DIV/0! | #DIV/0! | 0 | 0 | 0 | 1 | FALSE | TRUE | #DIV/0! | #DIV/0! | #DIV/0! | #DIV/0! | #DIV/0! | #DIV/0! | 0 | #DIV/0! | #DIV/0! | #DIV/0! | #DIV/0! | #DIV/0! | #DIV/0! | #DIV/0! | #DIV/0! | #DIV/0! | #DIV/0! | #DIV/0! | 1 | #DIV/0! | 1 | #DIV/0!
#DIV/0! | #DIV/0! | #DIV/0! | #DIV/0! | #DIV/0! | #DIV/0! |  | 0 | 0 | 0 |  | 0 | #DIV/0! | #DIV/0! | #DIV/0! | #DIV/0! | #DIV/0! | #DIV/0! | #DIV/0! | #DIV/0! | #DIV/0! | #DIV/0! | 0 | #DIV/0! | #DIV/0! | #DIV/0! | #DIV/0! | 0 | 0 | 0 | 1 | FALSE | TRUE | #DIV/0! | #DIV/0! | #DIV/0! | #DIV/0! | #DIV/0! | #DIV/0! | 0 | #DIV/0! | #DIV/0! | #DIV/0! | #DIV/0! | #DIV/0! | #DIV/0! | #DIV/0! | #DIV/0! | #DIV/0! | #DIV/0! | #DIV/0! | 1 | #DIV/0! | 1 | #DIV/0!
#DIV/0! | #DIV/0! | #DIV/0! | #DIV/0! | #DIV/0! | #DIV/0! |  | 0 | 0 | 0 |  | 0 | #DIV/0! | #DIV/0! | #DIV/0! | #DIV/0! | #DIV/0! | #DIV/0! | #DIV/0! | #DIV/0! | #DIV/0! | #DIV/0! | 0 | #DIV/0! | #DIV/0! | #DIV/0! | #DIV/0! | 0 | 0 | 0 | 1 | FALSE | TRUE | #DIV/0! | #DIV/0! | #DIV/0! | #DIV/0! | #DIV/0! | #DIV/0! | 0 | #DIV/0! | #DIV/0! | #DIV/0! | #DIV/0! | #DIV/0! | #DIV/0! | #DIV/0! | #DIV/0! | #DIV/0! | #DIV/0! | #DIV/0! | 1 | #DIV/0! | 1 | #DIV/0!
#DIV/0! | #DIV/0! | #DIV/0! | #DIV/0! | #DIV/0! | #DIV/0! |  | 0 | 0 | 0 |  | 0 | #DIV/0! | #DIV/0! | #DIV/0! | #DIV/0! | #DIV/0! | #DIV/0! | #DIV/0! | #DIV/0! | #DIV/0! | #DIV/0! | 0 | #DIV/0! | #DIV/0! | #DIV/0! | #DIV/0! | 0 | 0 | 0 | 1 | FALSE | TRUE | #DIV/0! | #DIV/0! | #DIV/0! | #DIV/0! | #DIV/0! | #DIV/0! | 0 | #DIV/0! | #DIV/0! | #DIV/0! | #DIV/0! | #DIV/0! | #DIV/0! | #DIV/0! | #DIV/0! | #DIV/0! | #DIV/0! | #DIV/0! | 1 | #DIV/0! | 1 | #DIV/0!
#DIV/0! | #DIV/0! | #DIV/0! | #DIV/0! | #DIV/0! | #DIV/0! |  | 0 | 0 | 0 |  | 0 | #DIV/0! | #DIV/0! | #DIV/0! | #DIV/0! | #DIV/0! | #DIV/0! | #DIV/0! | #DIV/0! | #DIV/0! | #DIV/0! | 0 | #DIV/0! | #DIV/0! | #DIV/0! | #DIV/0! | 0 | 0 | 0 | 1 | FALSE | TRUE | #DIV/0! | #DIV/0! | #DIV/0! | #DIV/0! | #DIV/0! | #DIV/0! | 0 | #DIV/0! | #DIV/0! | #DIV/0! | #DIV/0! | #DIV/0! | #DIV/0! | #DIV/0! | #DIV/0! | #DIV/0! | #DIV/0! | #DIV/0! | 1 | #DIV/0! | 1 | #DIV/0!
#DIV/0! | #DIV/0! | #DIV/0! | #DIV/0! | #DIV/0! | #DIV/0! |  | 0 | 0 | 0 |  | 0 | #DIV/0! | #DIV/0! | #DIV/0! | #DIV/0! | #DIV/0! | #DIV/0! | #DIV/0! | #DIV/0! | #DIV/0! | #DIV/0! | 0 | #DIV/0! | #DIV/0! | #DIV/0! | #DIV/0! | 0 | 0 | 0 | 1 | FALSE | TRUE | #DIV/0! | #DIV/0! | #DIV/0! | #DIV/0! | #DIV/0! | #DIV/0! | 0 | #DIV/0! | #DIV/0! | #DIV/0! | #DIV/0! | #DIV/0! | #DIV/0! | #DIV/0! | #DIV/0! | #DIV/0! | #DIV/0! | #DIV/0! | 1 | #DIV/0! | 1 | #DIV/0!
#DIV/0! | #DIV/0! | #DIV/0! | #DIV/0! | #DIV/0! | #DIV/0! |  | 0 | 0 | 0 |  | 0 | #DIV/0! | #DIV/0! | #DIV/0! | #DIV/0! | #DIV/0! | #DIV/0! | #DIV/0! | #DIV/0! | #DIV/0! | #DIV/0! | 0 | #DIV/0! | #DIV/0! | #DIV/0! | #DIV/0! | 0 | 0 | 0 | 1 | FALSE | TRUE | #DIV/0! | #DIV/0! | #DIV/0! | #DIV/0! | #DIV/0! | #DIV/0! | 0 | #DIV/0! | #DIV/0! | #DIV/0! | #DIV/0! | #DIV/0! | #DIV/0! | #DIV/0! | #DIV/0! | #DIV/0! | #DIV/0! | #DIV/0! | 1 | #DIV/0! | 1 | #DIV/0!
#DIV/0! | #DIV/0! | #DIV/0! | #DIV/0! | #DIV/0! | #DIV/0! |  | 0 | 0 | 0 |  | 0 | #DIV/0! | #DIV/0! | #DIV/0! | #DIV/0! | #DIV/0! | #DIV/0! | #DIV/0! | #DIV/0! | #DIV/0! | #DIV/0! | 0 | #DIV/0! | #DIV/0! | #DIV/0! | #DIV/0! | 0 | 0 | 0 | 1 | FALSE | TRUE | #DIV/0! | #DIV/0! | #DIV/0! | #DIV/0! | #DIV/0! | #DIV/0! | 0 | #DIV/0! | #DIV/0! | #DIV/0! | #DIV/0! | #DIV/0! | #DIV/0! | #DIV/0! | #DIV/0! | #DIV/0! | #DIV/0! | #DIV/0! | 1 | #DIV/0! | 1 | #DIV/0!
#DIV/0! | #DIV/0! | #DIV/0! | #DIV/0! | #DIV/0! | #DIV/0! |  | 0 | 0 | 0 |  | 0 | #DIV/0! | #DIV/0! | #DIV/0! | #DIV/0! | #DIV/0! | #DIV/0! | #DIV/0! | #DIV/0! | #DIV/0! | #DIV/0! | 0 | #DIV/0! | #DIV/0! | #DIV/0! | #DIV/0! | 0 | 0 | 0 | 1 | FALSE | TRUE | #DIV/0! | #DIV/0! | #DIV/0! | #DIV/0! | #DIV/0! | #DIV/0! | 0 | #DIV/0! | #DIV/0! | #DIV/0! | #DIV/0! | #DIV/0! | #DIV/0! | #DIV/0! | #DIV/0! | #DIV/0! | #DIV/0! | #DIV/0! | 1 | #DIV/0! | 1 | #DIV/0!
#DIV/0! | #DIV/0! | #DIV/0! | #DIV/0! | #DIV/0! | #DIV/0! |  | 0 | 0 | 0 |  | 0 | #DIV/0! | #DIV/0! | #DIV/0! | #DIV/0! | #DIV/0! | #DIV/0! | #DIV/0! | #DIV/0! | #DIV/0! | #DIV/0! | 0 | #DIV/0! | #DIV/0! | #DIV/0! | #DIV/0! | 0 | 0 | 0 | 1 | FALSE | TRUE | #DIV/0! | #DIV/0! | #DIV/0! | #DIV/0! | #DIV/0! | #DIV/0! | 0 | #DIV/0! | #DIV/0! | #DIV/0! | #DIV/0! | #DIV/0! | #DIV/0! | #DIV/0! | #DIV/0! | #DIV/0! | #DIV/0! | #DIV/0! | 1 | #DIV/0! | 1 | #DIV/0!
#DIV/0! | #DIV/0! | #DIV/0! | #DIV/0! | #DIV/0! | #DIV/0! |  | 0 | 0 | 0 |  | 0 | #DIV/0! | #DIV/0! | #DIV/0! | #DIV/0! | #DIV/0! | #DIV/0! | #DIV/0! | #DIV/0! | #DIV/0! | #DIV/0! | 0 | #DIV/0! | #DIV/0! | #DIV/0! | #DIV/0! | 0 | 0 | 0 | 1 | FALSE | TRUE | #DIV/0! | #DIV/0! | #DIV/0! | #DIV/0! | #DIV/0! | #DIV/0! | 0 | #DIV/0! | #DIV/0! | #DIV/0! | #DIV/0! | #DIV/0! | #DIV/0! | #DIV/0! | #DIV/0! | #DIV/0! | #DIV/0! | #DIV/0! | 1 | #DIV/0! | 1 | #DIV/0!
#DIV/0! | #DIV/0! | #DIV/0! | #DIV/0! | #DIV/0! | #DIV/0! |  | 0 | 0 | 0 |  | 0 | #DIV/0! | #DIV/0! | #DIV/0! | #DIV/0! | #DIV/0! | #DIV/0! | #DIV/0! | #DIV/0! | #DIV/0! | #DIV/0! | 0 | #DIV/0! | #DIV/0! | #DIV/0! | #DIV/0! | 0 | 0 | 0 | 1 | FALSE | TRUE | #DIV/0! | #DIV/0! | #DIV/0! | #DIV/0! | #DIV/0! | #DIV/0! | 0 | #DIV/0! | #DIV/0! | #DIV/0! | #DIV/0! | #DIV/0! | #DIV/0! | #DIV/0! | #DIV/0! | #DIV/0! | #DIV/0! | #DIV/0! | 1 | #DIV/0! | 1 | #DIV/0!
#DIV/0! | #DIV/0! | #DIV/0! | #DIV/0! | #DIV/0! | #DIV/0! |  | 0 | 0 | 0 |  | 0 | #DIV/0! | #DIV/0! | #DIV/0! | #DIV/0! | #DIV/0! | #DIV/0! | #DIV/0! | #DIV/0! | #DIV/0! | #DIV/0! | 0 | #DIV/0! | #DIV/0! | #DIV/0! | #DIV/0! | 0 | 0 | 0 | 1 | FALSE | TRUE | #DIV/0! | #DIV/0! | #DIV/0! | #DIV/0! | #DIV/0! | #DIV/0! | 0 | #DIV/0! | #DIV/0! | #DIV/0! | #DIV/0! | #DIV/0! | #DIV/0! | #DIV/0! | #DIV/0! | #DIV/0! | #DIV/0! | #DIV/0! | 1 | #DIV/0! | 1 | #DIV/0!
#DIV/0! | #DIV/0! | #DIV/0! | #DIV/0! | #DIV/0! | #DIV/0! |  | 0 | 0 | 0 |  | 0 | #DIV/0! | #DIV/0! | #DIV/0! | #DIV/0! | #DIV/0! | #DIV/0! | #DIV/0! | #DIV/0! | #DIV/0! | #DIV/0! | 0 | #DIV/0! | #DIV/0! | #DIV/0! | #DIV/0! | 0 | 0 | 0 | 1 | FALSE | TRUE | #DIV/0! | #DIV/0! | #DIV/0! | #DIV/0! | #DIV/0! | #DIV/0! | 0 | #DIV/0! | #DIV/0! | #DIV/0! | #DIV/0! | #DIV/0! | #DIV/0! | #DIV/0! | #DIV/0! | #DIV/0! | #DIV/0! | #DIV/0! | 1 | #DIV/0! | 1 | #DIV/0!
2. Schritt: Nur liegende Module Reihen mit unterschiedlicher Anzahl Module übereinander
#DIV/0! | #DIV/0! | #DIV/0! | #DIV/0! | #DIV/0! | #DIV/0! |  | #DIV/0! | #DIV/0! | #DIV/0! |  | 0 | #DIV/0! | #DIV/0! | #DIV/0! | #DIV/0! | #DIV/0! | #DIV/0! | #DIV/0! | #DIV/0! | #DIV/0! | #DIV/0! | 0 | #DIV/0! | #DIV/0! | #DIV/0! | #DIV/0! | #DIV/0! | #DIV/0! | #DIV/0! | #DIV/0! | #DIV/0! | #DIV/0! | #DIV/0! | #DIV/0! | #DIV/0! | #DIV/0! | #DIV/0! | #DIV/0! | 0 | #DIV/0! | #DIV/0! | #DIV/0! | #DIV/0! | #DIV/0! | #DIV/0! | #DIV/0! | #DIV/0! | #DIV/0! | #DIV/0! | #DIV/0! | 1 | #DIV/0! | 1 | #DIV/0!
#DIV/0! | #DIV/0! | #DIV/0! | #DIV/0! | #DIV/0! | #DIV/0! |  | #DIV/0! | #DIV/0! | #DIV/0! |  | 0 | #DIV/0! | #DIV/0! | #DIV/0! | #DIV/0! | #DIV/0! | #DIV/0! | #DIV/0! | #DIV/0! | #DIV/0! | #DIV/0! | 0 | #DIV/0! | #DIV/0! | #DIV/0! | #DIV/0! | #DIV/0! | #DIV/0! | #DIV/0! | #DIV/0! | #DIV/0! | #DIV/0! | #DIV/0! | #DIV/0! | #DIV/0! | #DIV/0! | #DIV/0! | #DIV/0! | 0 | #DIV/0! | #DIV/0! | #DIV/0! | #DIV/0! | #DIV/0! | #DIV/0! | #DIV/0! | #DIV/0! | #DIV/0! | #DIV/0! | #DIV/0! | 1 | #DIV/0! | 1 | #DIV/0!
#DIV/0! | #DIV/0! | #DIV/0! | #DIV/0! | #DIV/0! | #DIV/0! |  | #DIV/0! | #DIV/0! | #DIV/0! |  | 0 | #DIV/0! | #DIV/0! | #DIV/0! | #DIV/0! | #DIV/0! | #DIV/0! | #DIV/0! | #DIV/0! | #DIV/0! | #DIV/0! | 0 | #DIV/0! | #DIV/0! | #DIV/0! | #DIV/0! | #DIV/0! | #DIV/0! | #DIV/0! | #DIV/0! | #DIV/0! | #DIV/0! | #DIV/0! | #DIV/0! | #DIV/0! | #DIV/0! | #DIV/0! | #DIV/0! | 0 | #DIV/0! | #DIV/0! | #DIV/0! | #DIV/0! | #DIV/0! | #DIV/0! | #DIV/0! | #DIV/0! | #DIV/0! | #DIV/0! | #DIV/0! | 1 | #DIV/0! | 1 | #DIV/0!
#DIV/0! | #DIV/0! | #DIV/0! | #DIV/0! | #DIV/0! | #DIV/0! |  | #DIV/0! | #DIV/0! | #DIV/0! |  | 0 | #DIV/0! | #DIV/0! | #DIV/0! | #DIV/0! | #DIV/0! | #DIV/0! | #DIV/0! | #DIV/0! | #DIV/0! | #DIV/0! | 0 | #DIV/0! | #DIV/0! | #DIV/0! | #DIV/0! | #DIV/0! | #DIV/0! | #DIV/0! | #DIV/0! | #DIV/0! | #DIV/0! | #DIV/0! | #DIV/0! | #DIV/0! | #DIV/0! | #DIV/0! | #DIV/0! | 0 | #DIV/0! | #DIV/0! | #DIV/0! | #DIV/0! | #DIV/0! | #DIV/0! | #DIV/0! | #DIV/0! | #DIV/0! | #DIV/0! | #DIV/0! | 1 | #DIV/0! | 1 | #DIV/0!
#DIV/0! | #DIV/0! | #DIV/0! | #DIV/0! | #DIV/0! | #DIV/0! |  | #DIV/0! | #DIV/0! | #DIV/0! |  | 0 | #DIV/0! | #DIV/0! | #DIV/0! | #DIV/0! | #DIV/0! | #DIV/0! | #DIV/0! | #DIV/0! | #DIV/0! | #DIV/0! | 0 | #DIV/0! | #DIV/0! | #DIV/0! | #DIV/0! | #DIV/0! | #DIV/0! | #DIV/0! | #DIV/0! | #DIV/0! | #DIV/0! | #DIV/0! | #DIV/0! | #DIV/0! | #DIV/0! | #DIV/0! | #DIV/0! | 0 | #DIV/0! | #DIV/0! | #DIV/0! | #DIV/0! | #DIV/0! | #DIV/0! | #DIV/0! | #DIV/0! | #DIV/0! | #DIV/0! | #DIV/0! | 1 | #DIV/0! | 1 | #DIV/0!
#DIV/0! | #DIV/0! | #DIV/0! | #DIV/0! | #DIV/0! | #DIV/0! |  | #DIV/0! | #DIV/0! | #DIV/0! |  | 0 | #DIV/0! | #DIV/0! | #DIV/0! | #DIV/0! | #DIV/0! | #DIV/0! | #DIV/0! | #DIV/0! | #DIV/0! | #DIV/0! | 0 | #DIV/0! | #DIV/0! | #DIV/0! | #DIV/0! | #DIV/0! | #DIV/0! | #DIV/0! | #DIV/0! | #DIV/0! | #DIV/0! | #DIV/0! | #DIV/0! | #DIV/0! | #DIV/0! | #DIV/0! | #DIV/0! | 0 | #DIV/0! | #DIV/0! | #DIV/0! | #DIV/0! | #DIV/0! | #DIV/0! | #DIV/0! | #DIV/0! | #DIV/0! | #DIV/0! | #DIV/0! | 1 | #DIV/0! | 1 | #DIV/0!
#DIV/0! | #DIV/0! | #DIV/0! | #DIV/0! | #DIV/0! | #DIV/0! |  | #DIV/0! | #DIV/0! | #DIV/0! |  | 0 | #DIV/0! | #DIV/0! | #DIV/0! | #DIV/0! | #DIV/0! | #DIV/0! | #DIV/0! | #DIV/0! | #DIV/0! | #DIV/0! | 0 | #DIV/0! | #DIV/0! | #DIV/0! | #DIV/0! | #DIV/0! | #DIV/0! | #DIV/0! | #DIV/0! | #DIV/0! | #DIV/0! | #DIV/0! | #DIV/0! | #DIV/0! | #DIV/0! | #DIV/0! | #DIV/0! | 0 | #DIV/0! | #DIV/0! | #DIV/0! | #DIV/0! | #DIV/0! | #DIV/0! | #DIV/0! | #DIV/0! | #DIV/0! | #DIV/0! | #DIV/0! | 1 | #DIV/0! | 1 | #DIV/0!
#DIV/0! | #DIV/0! | #DIV/0! | #DIV/0! | #DIV/0! | #DIV/0! |  | #DIV/0! | #DIV/0! | #DIV/0! |  | 0 | #DIV/0! | #DIV/0! | #DIV/0! | #DIV/0! | #DIV/0! | #DIV/0! | #DIV/0! | #DIV/0! | #DIV/0! | #DIV/0! | 0 | #DIV/0! | #DIV/0! | #DIV/0! | #DIV/0! | #DIV/0! | #DIV/0! | #DIV/0! | #DIV/0! | #DIV/0! | #DIV/0! | #DIV/0! | #DIV/0! | #DIV/0! | #DIV/0! | #DIV/0! | #DIV/0! | 0 | #DIV/0! | #DIV/0! | #DIV/0! | #DIV/0! | #DIV/0! | #DIV/0! | #DIV/0! | #DIV/0! | #DIV/0! | #DIV/0! | #DIV/0! | 1 | #DIV/0! | 1 | #DIV/0!
#DIV/0! | #DIV/0! | #DIV/0! | #DIV/0! | #DIV/0! | #DIV/0! |  | #DIV/0! | #DIV/0! | #DIV/0! |  | 0 | #DIV/0! | #DIV/0! | #DIV/0! | #DIV/0! | #DIV/0! | #DIV/0! | #DIV/0! | #DIV/0! | #DIV/0! | #DIV/0! | 0 | #DIV/0! | #DIV/0! | #DIV/0! | #DIV/0! | #DIV/0! | #DIV/0! | #DIV/0! | #DIV/0! | #DIV/0! | #DIV/0! | #DIV/0! | #DIV/0! | #DIV/0! | #DIV/0! | #DIV/0! | #DIV/0! | 0 | #DIV/0! | #DIV/0! | #DIV/0! | #DIV/0! | #DIV/0! | #DIV/0! | #DIV/0! | #DIV/0! | #DIV/0! | #DIV/0! | #DIV/0! | 1 | #DIV/0! | 1 | #DIV/0!
#DIV/0! | #DIV/0! | #DIV/0! | #DIV/0! | #DIV/0! | #DIV/0! |  | #DIV/0! | #DIV/0! | #DIV/0! |  | 0 | #DIV/0! | #DIV/0! | #DIV/0! | #DIV/0! | #DIV/0! | #DIV/0! | #DIV/0! | #DIV/0! | #DIV/0! | #DIV/0! | 0 | #DIV/0! | #DIV/0! | #DIV/0! | #DIV/0! | #DIV/0! | #DIV/0! | #DIV/0! | #DIV/0! | #DIV/0! | #DIV/0! | #DIV/0! | #DIV/0! | #DIV/0! | #DIV/0! | #DIV/0! | #DIV/0! | 0 | #DIV/0! | #DIV/0! | #DIV/0! | #DIV/0! | #DIV/0! | #DIV/0! | #DIV/0! | #DIV/0! | #DIV/0! | #DIV/0! | #DIV/0! | 1 | #DIV/0! | 1 | #DIV/0!
#DIV/0! | #DIV/0! | #DIV/0! | #DIV/0! | #DIV/0! | #DIV/0! |  | #DIV/0! | #DIV/0! | #DIV/0! |  | 0 | #DIV/0! | #DIV/0! | #DIV/0! | #DIV/0! | #DIV/0! | #DIV/0! | #DIV/0! | #DIV/0! | #DIV/0! | #DIV/0! | 0 | #DIV/0! | #DIV/0! | #DIV/0! | #DIV/0! | #DIV/0! | #DIV/0! | #DIV/0! | #DIV/0! | #DIV/0! | #DIV/0! | #DIV/0! | #DIV/0! | #DIV/0! | #DIV/0! | #DIV/0! | #DIV/0! | 0 | #DIV/0! | #DIV/0! | #DIV/0! | #DIV/0! | #DIV/0! | #DIV/0! | #DIV/0! | #DIV/0! | #DIV/0! | #DIV/0! | #DIV/0! | 1 | #DIV/0! | 1 | #DIV/0!
#DIV/0! | #DIV/0! | #DIV/0! | #DIV/0! | #DIV/0! | #DIV/0! |  | #DIV/0! | #DIV/0! | #DIV/0! |  | 0 | #DIV/0! | #DIV/0! | #DIV/0! | #DIV/0! | #DIV/0! | #DIV/0! | #DIV/0! | #DIV/0! | #DIV/0! | #DIV/0! | 0 | #DIV/0! | #DIV/0! | #DIV/0! | #DIV/0! | #DIV/0! | #DIV/0! | #DIV/0! | #DIV/0! | #DIV/0! | #DIV/0! | #DIV/0! | #DIV/0! | #DIV/0! | #DIV/0! | #DIV/0! | #DIV/0! | 0 | #DIV/0! | #DIV/0! | #DIV/0! | #DIV/0! | #DIV/0! | #DIV/0! | #DIV/0! | #DIV/0! | #DIV/0! | #DIV/0! | #DIV/0! | 1 | #DIV/0! | 1 | #DIV/0!
#DIV/0! | #DIV/0! | #DIV/0! | #DIV/0! | #DIV/0! | #DIV/0! |  | 0 | 0 | 0 |  | 0 | #DIV/0! | #DIV/0! | #DIV/0! | #DIV/0! | #DIV/0! | #DIV/0! | #DIV/0! | #DIV/0! | #DIV/0! | #DIV/0! | 0 | #DIV/0! | #DIV/0! | #DIV/0! | #DIV/0! | 0 | 0 | 0 | 1 | FALSE | TRUE | #DIV/0! | #DIV/0! | #DIV/0! | #DIV/0! | #DIV/0! | #DIV/0! | 0 | #DIV/0! | #DIV/0! | #DIV/0! | #DIV/0! | #DIV/0! | #DIV/0! | #DIV/0! | #DIV/0! | #DIV/0! | #DIV/0! | #DIV/0! | 1 | #DIV/0! | 1 | #DIV/0!
#DIV/0! | #DIV/0! | #DIV/0! | #DIV/0! | #DIV/0! | #DIV/0! |  | #DIV/0! | #DIV/0! | #DIV/0! |  | 0 | #DIV/0! | #DIV/0! | #DIV/0! | #DIV/0! | #DIV/0! | #DIV/0! | #DIV/0! | #DIV/0! | #DIV/0! | #DIV/0! | 0 | #DIV/0! | #DIV/0! | #DIV/0! | #DIV/0! | #DIV/0! | #DIV/0! | #DIV/0! | #DIV/0! | #DIV/0! | #DIV/0! | #DIV/0! | #DIV/0! | #DIV/0! | #DIV/0! | #DIV/0! | #DIV/0! | 0 | #DIV/0! | #DIV/0! | #DIV/0! | #DIV/0! | #DIV/0! | #DIV/0! | #DIV/0! | #DIV/0! | #DIV/0! | #DIV/0! | #DIV/0! | 1 | #DIV/0! | 1 | #DIV/0!
#DIV/0! | #DIV/0! | #DIV/0! | #DIV/0! | #DIV/0! | #DIV/0! |  | #DIV/0! | #DIV/0! | #DIV/0! |  | 0 | #DIV/0! | #DIV/0! | #DIV/0! | #DIV/0! | #DIV/0! | #DIV/0! | #DIV/0! | #DIV/0! | #DIV/0! | #DIV/0! | 0 | #DIV/0! | #DIV/0! | #DIV/0! | #DIV/0! | #DIV/0! | #DIV/0! | #DIV/0! | #DIV/0! | #DIV/0! | #DIV/0! | #DIV/0! | #DIV/0! | #DIV/0! | #DIV/0! | #DIV/0! | #DIV/0! | 0 | #DIV/0! | #DIV/0! | #DIV/0! | #DIV/0! | #DIV/0! | #DIV/0! | #DIV/0! | #DIV/0! | #DIV/0! | #DIV/0! | #DIV/0! | 1 | #DIV/0! | 1 | #DIV/0!
#DIV/0! | #DIV/0! | #DIV/0! | #DIV/0! | #DIV/0! | #DIV/0! |  | #DIV/0! | #DIV/0! | #DIV/0! |  | 0 | #DIV/0! | #DIV/0! | #DIV/0! | #DIV/0! | #DIV/0! | #DIV/0! | #DIV/0! | #DIV/0! | #DIV/0! | #DIV/0! | 0 | #DIV/0! | #DIV/0! | #DIV/0! | #DIV/0! | #DIV/0! | #DIV/0! | #DIV/0! | #DIV/0! | #DIV/0! | #DIV/0! | #DIV/0! | #DIV/0! | #DIV/0! | #DIV/0! | #DIV/0! | #DIV/0! | 0 | #DIV/0! | #DIV/0! | #DIV/0! | #DIV/0! | #DIV/0! | #DIV/0! | #DIV/0! | #DIV/0! | #DIV/0! | #DIV/0! | #DIV/0! | 1 | #DIV/0! | 1 | #DIV/0!
#DIV/0! | #DIV/0! | #DIV/0! | #DIV/0! | #DIV/0! | #DIV/0! |  | #DIV/0! | #DIV/0! | #DIV/0! |  | 0 | #DIV/0! | #DIV/0! | #DIV/0! | #DIV/0! | #DIV/0! | #DIV/0! | #DIV/0! | #DIV/0! | #DIV/0! | #DIV/0! | 0 | #DIV/0! | #DIV/0! | #DIV/0! | #DIV/0! | #DIV/0! | #DIV/0! | #DIV/0! | #DIV/0! | #DIV/0! | #DIV/0! | #DIV/0! | #DIV/0! | #DIV/0! | #DIV/0! | #DIV/0! | #DIV/0! | 0 | #DIV/0! | #DIV/0! | #DIV/0! | #DIV/0! | #DIV/0! | #DIV/0! | #DIV/0! | #DIV/0! | #DIV/0! | #DIV/0! | #DIV/0! | 1 | #DIV/0! | 1 | #DIV/0!
#DIV/0! | #DIV/0! | #DIV/0! | #DIV/0! | #DIV/0! | #DIV/0! |  | #DIV/0! | #DIV/0! | #DIV/0! |  | 0 | #DIV/0! | #DIV/0! | #DIV/0! | #DIV/0! | #DIV/0! | #DIV/0! | #DIV/0! | #DIV/0! | #DIV/0! | #DIV/0! | 0 | #DIV/0! | #DIV/0! | #DIV/0! | #DIV/0! | #DIV/0! | #DIV/0! | #DIV/0! | #DIV/0! | #DIV/0! | #DIV/0! | #DIV/0! | #DIV/0! | #DIV/0! | #DIV/0! | #DIV/0! | #DIV/0! | 0 | #DIV/0! | #DIV/0! | #DIV/0! | #DIV/0! | #DIV/0! | #DIV/0! | #DIV/0! | #DIV/0! | #DIV/0! | #DIV/0! | #DIV/0! | 1 | #DIV/0! | 1 | #DIV/0!
#DIV/0! | #DIV/0! | #DIV/0! | #DIV/0! | #DIV/0! | #DIV/0! |  | #DIV/0! | #DIV/0! | #DIV/0! |  | 0 | #DIV/0! | #DIV/0! | #DIV/0! | #DIV/0! | #DIV/0! | #DIV/0! | #DIV/0! | #DIV/0! | #DIV/0! | #DIV/0! | 0 | #DIV/0! | #DIV/0! | #DIV/0! | #DIV/0! | #DIV/0! | #DIV/0! | #DIV/0! | #DIV/0! | #DIV/0! | #DIV/0! | #DIV/0! | #DIV/0! | #DIV/0! | #DIV/0! | #DIV/0! | #DIV/0! | 0 | #DIV/0! | #DIV/0! | #DIV/0! | #DIV/0! | #DIV/0! | #DIV/0! | #DIV/0! | #DIV/0! | #DIV/0! | #DIV/0! | #DIV/0! | 1 | #DIV/0! | 1 | #DIV/0!
#DIV/0! | #DIV/0! | #DIV/0! | #DIV/0! | #DIV/0! | #DIV/0! |  | #DIV/0! | #DIV/0! | #DIV/0! |  | 0 | #DIV/0! | #DIV/0! | #DIV/0! | #DIV/0! | #DIV/0! | #DIV/0! | #DIV/0! | #DIV/0! | #DIV/0! | #DIV/0! | 0 | #DIV/0! | #DIV/0! | #DIV/0! | #DIV/0! | #DIV/0! | #DIV/0! | #DIV/0! | #DIV/0! | #DIV/0! | #DIV/0! | #DIV/0! | #DIV/0! | #DIV/0! | #DIV/0! | #DIV/0! | #DIV/0! | 0 | #DIV/0! | #DIV/0! | #DIV/0! | #DIV/0! | #DIV/0! | #DIV/0! | #DIV/0! | #DIV/0! | #DIV/0! | #DIV/0! | #DIV/0! | 1 | #DIV/0! | 1 | #DIV/0!
#DIV/0! | #DIV/0! | #DIV/0! | #DIV/0! | #DIV/0! | #DIV/0! |  | #DIV/0! | #DIV/0! | #DIV/0! |  | 0 | #DIV/0! | #DIV/0! | #DIV/0! | #DIV/0! | #DIV/0! | #DIV/0! | #DIV/0! | #DIV/0! | #DIV/0! | #DIV/0! | 0 | #DIV/0! | #DIV/0! | #DIV/0! | #DIV/0! | #DIV/0! | #DIV/0! | #DIV/0! | #DIV/0! | #DIV/0! | #DIV/0! | #DIV/0! | #DIV/0! | #DIV/0! | #DIV/0! | #DIV/0! | #DIV/0! | 0 | #DIV/0! | #DIV/0! | #DIV/0! | #DIV/0! | #DIV/0! | #DIV/0! | #DIV/0! | #DIV/0! | #DIV/0! | #DIV/0! | #DIV/0! | 1 | #DIV/0! | 1 | #DIV/0!
#DIV/0! | #DIV/0! | #DIV/0! | #DIV/0! | #DIV/0! | #DIV/0! |  | #DIV/0! | #DIV/0! | #DIV/0! |  | 0 | #DIV/0! | #DIV/0! | #DIV/0! | #DIV/0! | #DIV/0! | #DIV/0! | #DIV/0! | #DIV/0! | #DIV/0! | #DIV/0! | 0 | #DIV/0! | #DIV/0! | #DIV/0! | #DIV/0! | #DIV/0! | #DIV/0! | #DIV/0! | #DIV/0! | #DIV/0! | #DIV/0! | #DIV/0! | #DIV/0! | #DIV/0! | #DIV/0! | #DIV/0! | #DIV/0! | 0 | #DIV/0! | #DIV/0! | #DIV/0! | #DIV/0! | #DIV/0! | #DIV/0! | #DIV/0! | #DIV/0! | #DIV/0! | #DIV/0! | #DIV/0! | 1 | #DIV/0! | 1 | #DIV/0!
#DIV/0! | #DIV/0! | #DIV/0! | #DIV/0! | #DIV/0! | #DIV/0! |  | #DIV/0! | #DIV/0! | #DIV/0! |  | 0 | #DIV/0! | #DIV/0! | #DIV/0! | #DIV/0! | #DIV/0! | #DIV/0! | #DIV/0! | #DIV/0! | #DIV/0! | #DIV/0! | 0 | #DIV/0! | #DIV/0! | #DIV/0! | #DIV/0! | #DIV/0! | #DIV/0! | #DIV/0! | #DIV/0! | #DIV/0! | #DIV/0! | #DIV/0! | #DIV/0! | #DIV/0! | #DIV/0! | #DIV/0! | #DIV/0! | 0 | #DIV/0! | #DIV/0! | #DIV/0! | #DIV/0! | #DIV/0! | #DIV/0! | #DIV/0! | #DIV/0! | #DIV/0! | #DIV/0! | #DIV/0! | 1 | #DIV/0! | 1 | #DIV/0!
#DIV/0! | #DIV/0! | #DIV/0! | #DIV/0! | #DIV/0! | #DIV/0! |  | #DIV/0! | #DIV/0! | #DIV/0! |  | 0 | #DIV/0! | #DIV/0! | #DIV/0! | #DIV/0! | #DIV/0! | #DIV/0! | #DIV/0! | #DIV/0! | #DIV/0! | #DIV/0! | 0 | #DIV/0! | #DIV/0! | #DIV/0! | #DIV/0! | #DIV/0! | #DIV/0! | #DIV/0! | #DIV/0! | #DIV/0! | #DIV/0! | #DIV/0! | #DIV/0! | #DIV/0! | #DIV/0! | #DIV/0! | #DIV/0! | 0 | #DIV/0! | #DIV/0! | #DIV/0! | #DIV/0! | #DIV/0! | #DIV/0! | #DIV/0! | #DIV/0! | #DIV/0! | #DIV/0! | #DIV/0! | 1 | #DIV/0! | 1 | #DIV/0!
#DIV/0! | #DIV/0! | #DIV/0! | #DIV/0! | #DIV/0! | #DIV/0! |  | #DIV/0! | #DIV/0! | #DIV/0! |  | 0 | #DIV/0! | #DIV/0! | #DIV/0! | #DIV/0! | #DIV/0! | #DIV/0! | #DIV/0! | #DIV/0! | #DIV/0! | #DIV/0! | 0 | #DIV/0! | #DIV/0! | #DIV/0! | #DIV/0! | #DIV/0! | #DIV/0! | #DIV/0! | #DIV/0! | #DIV/0! | #DIV/0! | #DIV/0! | #DIV/0! | #DIV/0! | #DIV/0! | #DIV/0! | #DIV/0! | 0 | #DIV/0! | #DIV/0! | #DIV/0! | #DIV/0! | #DIV/0! | #DIV/0! | #DIV/0! | #DIV/0! | #DIV/0! | #DIV/0! | #DIV/0! | 1 | #DIV/0! | 1 | #DIV/0!
#DIV/0! | #DIV/0! | #DIV/0! | #DIV/0! | #DIV/0! | #DIV/0! |  | 0 | 0 | 0 |  | 0 | #DIV/0! | #DIV/0! | #DIV/0! | #DIV/0! | #DIV/0! | #DIV/0! | #DIV/0! | #DIV/0! | #DIV/0! | #DIV/0! | 0 | #DIV/0! | #DIV/0! | #DIV/0! | #DIV/0! | 0 | 0 | 0 | 1 | FALSE | TRUE | #DIV/0! | #DIV/0! | #DIV/0! | #DIV/0! | #DIV/0! | #DIV/0! | 0 | #DIV/0! | #DIV/0! | #DIV/0! | #DIV/0! | #DIV/0! | #DIV/0! | #DIV/0! | #DIV/0! | #DIV/0! | #DIV/0! | #DIV/0! | 1 | #DIV/0! | 1 | #DIV/0!
#DIV/0! | #DIV/0! | #DIV/0! | #DIV/0! | #DIV/0! | #DIV/0! |  | #DIV/0! | #DIV/0! | #DIV/0! |  | 0 | #DIV/0! | #DIV/0! | #DIV/0! | #DIV/0! | #DIV/0! | #DIV/0! | #DIV/0! | #DIV/0! | #DIV/0! | #DIV/0! | 0 | #DIV/0! | #DIV/0! | #DIV/0! | #DIV/0! | #DIV/0! | #DIV/0! | #DIV/0! | #DIV/0! | #DIV/0! | #DIV/0! | #DIV/0! | #DIV/0! | #DIV/0! | #DIV/0! | #DIV/0! | #DIV/0! | 0 | #DIV/0! | #DIV/0! | #DIV/0! | #DIV/0! | #DIV/0! | #DIV/0! | #DIV/0! | #DIV/0! | #DIV/0! | #DIV/0! | #DIV/0! | 1 | #DIV/0! | 1 | #DIV/0!
#DIV/0! | #DIV/0! | #DIV/0! | #DIV/0! | #DIV/0! | #DIV/0! |  | #DIV/0! | #DIV/0! | #DIV/0! |  | 0 | #DIV/0! | #DIV/0! | #DIV/0! | #DIV/0! | #DIV/0! | #DIV/0! | #DIV/0! | #DIV/0! | #DIV/0! | #DIV/0! | 0 | #DIV/0! | #DIV/0! | #DIV/0! | #DIV/0! | #DIV/0! | #DIV/0! | #DIV/0! | #DIV/0! | #DIV/0! | #DIV/0! | #DIV/0! | #DIV/0! | #DIV/0! | #DIV/0! | #DIV/0! | #DIV/0! | 0 | #DIV/0! | #DIV/0! | #DIV/0! | #DIV/0! | #DIV/0! | #DIV/0! | #DIV/0! | #DIV/0! | #DIV/0! | #DIV/0! | #DIV/0! | 1 | #DIV/0! | 1 | #DIV/0!
#DIV/0! | #DIV/0! | #DIV/0! | #DIV/0! | #DIV/0! | #DIV/0! |  | #DIV/0! | #DIV/0! | #DIV/0! |  | 0 | #DIV/0! | #DIV/0! | #DIV/0! | #DIV/0! | #DIV/0! | #DIV/0! | #DIV/0! | #DIV/0! | #DIV/0! | #DIV/0! | 0 | #DIV/0! | #DIV/0! | #DIV/0! | #DIV/0! | #DIV/0! | #DIV/0! | #DIV/0! | #DIV/0! | #DIV/0! | #DIV/0! | #DIV/0! | #DIV/0! | #DIV/0! | #DIV/0! | #DIV/0! | #DIV/0! | 0 | #DIV/0! | #DIV/0! | #DIV/0! | #DIV/0! | #DIV/0! | #DIV/0! | #DIV/0! | #DIV/0! | #DIV/0! | #DIV/0! | #DIV/0! | 1 | #DIV/0! | 1 | #DIV/0!
#DIV/0! | #DIV/0! | #DIV/0! | #DIV/0! | #DIV/0! | #DIV/0! |  | #DIV/0! | #DIV/0! | #DIV/0! |  | 0 | #DIV/0! | #DIV/0! | #DIV/0! | #DIV/0! | #DIV/0! | #DIV/0! | #DIV/0! | #DIV/0! | #DIV/0! | #DIV/0! | 0 | #DIV/0! | #DIV/0! | #DIV/0! | #DIV/0! | #DIV/0! | #DIV/0! | #DIV/0! | #DIV/0! | #DIV/0! | #DIV/0! | #DIV/0! | #DIV/0! | #DIV/0! | #DIV/0! | #DIV/0! | #DIV/0! | 0 | #DIV/0! | #DIV/0! | #DIV/0! | #DIV/0! | #DIV/0! | #DIV/0! | #DIV/0! | #DIV/0! | #DIV/0! | #DIV/0! | #DIV/0! | 1 | #DIV/0! | 1 | #DIV/0!
#DIV/0! | #DIV/0! | #DIV/0! | #DIV/0! | #DIV/0! | #DIV/0! |  | #DIV/0! | #DIV/0! | #DIV/0! |  | 0 | #DIV/0! | #DIV/0! | #DIV/0! | #DIV/0! | #DIV/0! | #DIV/0! | #DIV/0! | #DIV/0! | #DIV/0! | #DIV/0! | 0 | #DIV/0! | #DIV/0! | #DIV/0! | #DIV/0! | #DIV/0! | #DIV/0! | #DIV/0! | #DIV/0! | #DIV/0! | #DIV/0! | #DIV/0! | #DIV/0! | #DIV/0! | #DIV/0! | #DIV/0! | #DIV/0! | 0 | #DIV/0! | #DIV/0! | #DIV/0! | #DIV/0! | #DIV/0! | #DIV/0! | #DIV/0! | #DIV/0! | #DIV/0! | #DIV/0! | #DIV/0! | 1 | #DIV/0! | 1 | #DIV/0!
#DIV/0! | #DIV/0! | #DIV/0! | #DIV/0! | #DIV/0! | #DIV/0! |  | #DIV/0! | #DIV/0! | #DIV/0! |  | 0 | #DIV/0! | #DIV/0! | #DIV/0! | #DIV/0! | #DIV/0! | #DIV/0! | #DIV/0! | #DIV/0! | #DIV/0! | #DIV/0! | 0 | #DIV/0! | #DIV/0! | #DIV/0! | #DIV/0! | #DIV/0! | #DIV/0! | #DIV/0! | #DIV/0! | #DIV/0! | #DIV/0! | #DIV/0! | #DIV/0! | #DIV/0! | #DIV/0! | #DIV/0! | #DIV/0! | 0 | #DIV/0! | #DIV/0! | #DIV/0! | #DIV/0! | #DIV/0! | #DIV/0! | #DIV/0! | #DIV/0! | #DIV/0! | #DIV/0! | #DIV/0! | 1 | #DIV/0! | 1 | #DIV/0!
#DIV/0! | #DIV/0! | #DIV/0! | #DIV/0! | #DIV/0! | #DIV/0! |  | #DIV/0! | #DIV/0! | #DIV/0! |  | 0 | #DIV/0! | #DIV/0! | #DIV/0! | #DIV/0! | #DIV/0! | #DIV/0! | #DIV/0! | #DIV/0! | #DIV/0! | #DIV/0! | 0 | #DIV/0! | #DIV/0! | #DIV/0! | #DIV/0! | #DIV/0! | #DIV/0! | #DIV/0! | #DIV/0! | #DIV/0! | #DIV/0! | #DIV/0! | #DIV/0! | #DIV/0! | #DIV/0! | #DIV/0! | #DIV/0! | 0 | #DIV/0! | #DIV/0! | #DIV/0! | #DIV/0! | #DIV/0! | #DIV/0! | #DIV/0! | #DIV/0! | #DIV/0! | #DIV/0! | #DIV/0! | 1 | #DIV/0! | 1 | #DIV/0!
#DIV/0! | #DIV/0! | #DIV/0! | #DIV/0! | #DIV/0! | #DIV/0! |  | #DIV/0! | #DIV/0! | #DIV/0! |  | 0 | #DIV/0! | #DIV/0! | #DIV/0! | #DIV/0! | #DIV/0! | #DIV/0! | #DIV/0! | #DIV/0! | #DIV/0! | #DIV/0! | 0 | #DIV/0! | #DIV/0! | #DIV/0! | #DIV/0! | #DIV/0! | #DIV/0! | #DIV/0! | #DIV/0! | #DIV/0! | #DIV/0! | #DIV/0! | #DIV/0! | #DIV/0! | #DIV/0! | #DIV/0! | #DIV/0! | 0 | #DIV/0! | #DIV/0! | #DIV/0! | #DIV/0! | #DIV/0! | #DIV/0! | #DIV/0! | #DIV/0! | #DIV/0! | #DIV/0! | #DIV/0! | 1 | #DIV/0! | 1 | #DIV/0!
#DIV/0! | #DIV/0! | #DIV/0! | #DIV/0! | #DIV/0! | #DIV/0! |  | #DIV/0! | #DIV/0! | #DIV/0! |  | 0 | #DIV/0! | #DIV/0! | #DIV/0! | #DIV/0! | #DIV/0! | #DIV/0! | #DIV/0! | #DIV/0! | #DIV/0! | #DIV/0! | 0 | #DIV/0! | #DIV/0! | #DIV/0! | #DIV/0! | #DIV/0! | #DIV/0! | #DIV/0! | #DIV/0! | #DIV/0! | #DIV/0! | #DIV/0! | #DIV/0! | #DIV/0! | #DIV/0! | #DIV/0! | #DIV/0! | 0 | #DIV/0! | #DIV/0! | #DIV/0! | #DIV/0! | #DIV/0! | #DIV/0! | #DIV/0! | #DIV/0! | #DIV/0! | #DIV/0! | #DIV/0! | 1 | #DIV/0! | 1 | #DIV/0!
#DIV/0! | #DIV/0! | #DIV/0! | #DIV/0! | #DIV/0! | #DIV/0! |  | #DIV/0! | #DIV/0! | #DIV/0! |  | 0 | #DIV/0! | #DIV/0! | #DIV/0! | #DIV/0! | #DIV/0! | #DIV/0! | #DIV/0! | #DIV/0! | #DIV/0! | #DIV/0! | 0 | #DIV/0! | #DIV/0! | #DIV/0! | #DIV/0! | #DIV/0! | #DIV/0! | #DIV/0! | #DIV/0! | #DIV/0! | #DIV/0! | #DIV/0! | #DIV/0! | #DIV/0! | #DIV/0! | #DIV/0! | #DIV/0! | 0 | #DIV/0! | #DIV/0! | #DIV/0! | #DIV/0! | #DIV/0! | #DIV/0! | #DIV/0! | #DIV/0! | #DIV/0! | #DIV/0! | #DIV/0! | 1 | #DIV/0! | 1 | #DIV/0!
#DIV/0! | #DIV/0! | #DIV/0! | #DIV/0! | #DIV/0! | #DIV/0! |  | #DIV/0! | #DIV/0! | #DIV/0! |  | 0 | #DIV/0! | #DIV/0! | #DIV/0! | #DIV/0! | #DIV/0! | #DIV/0! | #DIV/0! | #DIV/0! | #DIV/0! | #DIV/0! | 0 | #DIV/0! | #DIV/0! | #DIV/0! | #DIV/0! | #DIV/0! | #DIV/0! | #DIV/0! | #DIV/0! | #DIV/0! | #DIV/0! | #DIV/0! | #DIV/0! | #DIV/0! | #DIV/0! | #DIV/0! | #DIV/0! | 0 | #DIV/0! | #DIV/0! | #DIV/0! | #DIV/0! | #DIV/0! | #DIV/0! | #DIV/0! | #DIV/0! | #DIV/0! | #DIV/0! | #DIV/0! | 1 | #DIV/0! | 1 | #DIV/0!
#DIV/0! | #DIV/0! | #DIV/0! | #DIV/0! | #DIV/0! | #DIV/0! |  | #DIV/0! | #DIV/0! | #DIV/0! |  | 0 | #DIV/0! | #DIV/0! | #DIV/0! | #DIV/0! | #DIV/0! | #DIV/0! | #DIV/0! | #DIV/0! | #DIV/0! | #DIV/0! | 0 | #DIV/0! | #DIV/0! | #DIV/0! | #DIV/0! | #DIV/0! | #DIV/0! | #DIV/0! | #DIV/0! | #DIV/0! | #DIV/0! | #DIV/0! | #DIV/0! | #DIV/0! | #DIV/0! | #DIV/0! | #DIV/0! | 0 | #DIV/0! | #DIV/0! | #DIV/0! | #DIV/0! | #DIV/0! | #DIV/0! | #DIV/0! | #DIV/0! | #DIV/0! | #DIV/0! | #DIV/0! | 1 | #DIV/0! | 1 | #DIV/0!
3. Schritt: Kombination liegende und stehende Module - nur liegende Module Reihen mit gleicher Anzahl Module übereinander
| 1 | Reihe stehender Module
#DIV/0! | #DIV/0! | #DIV/0! | #DIV/0! | #DIV/0! | #DIV/0! |  | 0 | 0 | 0 |  | 1 | #DIV/0! | #DIV/0! | #DIV/0! | #DIV/0! | #DIV/0! | #DIV/0! | #DIV/0! | #DIV/0! | #DIV/0! | #DIV/0! | 1 | #DIV/0! | #DIV/0! | #DIV/0! | #DIV/0! | 0 | 0 | 0 | 1 | FALSE | FALSE | #DIV/0! | #DIV/0! | #DIV/0! | #DIV/0! | #DIV/0! | #DIV/0! | 0 | #DIV/0! | #DIV/0! | #DIV/0! | #DIV/0! | #DIV/0! | #DIV/0! | #DIV/0! | #DIV/0! | #DIV/0! | #DIV/0! | #DIV/0! | 1 | #DIV/0! | 1 | #DIV/0!
#DIV/0! | #DIV/0! | #DIV/0! | #DIV/0! | #DIV/0! | #DIV/0! |  | 0 | 0 | 0 |  | 1 | #DIV/0! | #DIV/0! | #DIV/0! | #DIV/0! | #DIV/0! | #DIV/0! | #DIV/0! | #DIV/0! | #DIV/0! | #DIV/0! | 1 | #DIV/0! | #DIV/0! | #DIV/0! | #DIV/0! | 0 | 0 | 0 | 1 | FALSE | FALSE | #DIV/0! | #DIV/0! | #DIV/0! | #DIV/0! | #DIV/0! | #DIV/0! | 0 | #DIV/0! | #DIV/0! | #DIV/0! | #DIV/0! | #DIV/0! | #DIV/0! | #DIV/0! | #DIV/0! | #DIV/0! | #DIV/0! | #DIV/0! | 1 | #DIV/0! | 1 | #DIV/0!
#DIV/0! | #DIV/0! | #DIV/0! | #DIV/0! | #DIV/0! | #DIV/0! |  | 0 | 0 | 0 |  | 1 | #DIV/0! | #DIV/0! | #DIV/0! | #DIV/0! | #DIV/0! | #DIV/0! | #DIV/0! | #DIV/0! | #DIV/0! | #DIV/0! | 1 | #DIV/0! | #DIV/0! | #DIV/0! | #DIV/0! | 0 | 0 | 0 | 1 | FALSE | FALSE | #DIV/0! | #DIV/0! | #DIV/0! | #DIV/0! | #DIV/0! | #DIV/0! | 0 | #DIV/0! | #DIV/0! | #DIV/0! | #DIV/0! | #DIV/0! | #DIV/0! | #DIV/0! | #DIV/0! | #DIV/0! | #DIV/0! | #DIV/0! | 1 | #DIV/0! | 1 | #DIV/0!
#DIV/0! | #DIV/0! | #DIV/0! | #DIV/0! | #DIV/0! | #DIV/0! |  | 0 | 0 | 0 |  | 1 | #DIV/0! | #DIV/0! | #DIV/0! | #DIV/0! | #DIV/0! | #DIV/0! | #DIV/0! | #DIV/0! | #DIV/0! | #DIV/0! | 1 | #DIV/0! | #DIV/0! | #DIV/0! | #DIV/0! | 0 | 0 | 0 | 1 | FALSE | FALSE | #DIV/0! | #DIV/0! | #DIV/0! | #DIV/0! | #DIV/0! | #DIV/0! | 0 | #DIV/0! | #DIV/0! | #DIV/0! | #DIV/0! | #DIV/0! | #DIV/0! | #DIV/0! | #DIV/0! | #DIV/0! | #DIV/0! | #DIV/0! | 1 | #DIV/0! | 1 | #DIV/0!
#DIV/0! | #DIV/0! | #DIV/0! | #DIV/0! | #DIV/0! | #DIV/0! |  | 0 | 0 | 0 |  | 1 | #DIV/0! | #DIV/0! | #DIV/0! | #DIV/0! | #DIV/0! | #DIV/0! | #DIV/0! | #DIV/0! | #DIV/0! | #DIV/0! | 1 | #DIV/0! | #DIV/0! | #DIV/0! | #DIV/0! | 0 | 0 | 0 | 1 | FALSE | FALSE | #DIV/0! | #DIV/0! | #DIV/0! | #DIV/0! | #DIV/0! | #DIV/0! | 0 | #DIV/0! | #DIV/0! | #DIV/0! | #DIV/0! | #DIV/0! | #DIV/0! | #DIV/0! | #DIV/0! | #DIV/0! | #DIV/0! | #DIV/0! | 1 | #DIV/0! | 1 | #DIV/0!
#DIV/0! | #DIV/0! | #DIV/0! | #DIV/0! | #DIV/0! | #DIV/0! |  | 0 | 0 | 0 |  | 1 | #DIV/0! | #DIV/0! | #DIV/0! | #DIV/0! | #DIV/0! | #DIV/0! | #DIV/0! | #DIV/0! | #DIV/0! | #DIV/0! | 1 | #DIV/0! | #DIV/0! | #DIV/0! | #DIV/0! | 0 | 0 | 0 | 1 | FALSE | FALSE | #DIV/0! | #DIV/0! | #DIV/0! | #DIV/0! | #DIV/0! | #DIV/0! | 0 | #DIV/0! | #DIV/0! | #DIV/0! | #DIV/0! | #DIV/0! | #DIV/0! | #DIV/0! | #DIV/0! | #DIV/0! | #DIV/0! | #DIV/0! | 1 | #DIV/0! | 1 | #DIV/0!
#DIV/0! | #DIV/0! | #DIV/0! | #DIV/0! | #DIV/0! | #DIV/0! |  | 0 | 0 | 0 |  | 1 | #DIV/0! | #DIV/0! | #DIV/0! | #DIV/0! | #DIV/0! | #DIV/0! | #DIV/0! | #DIV/0! | #DIV/0! | #DIV/0! | 1 | #DIV/0! | #DIV/0! | #DIV/0! | #DIV/0! | 0 | 0 | 0 | 1 | FALSE | FALSE | #DIV/0! | #DIV/0! | #DIV/0! | #DIV/0! | #DIV/0! | #DIV/0! | 0 | #DIV/0! | #DIV/0! | #DIV/0! | #DIV/0! | #DIV/0! | #DIV/0! | #DIV/0! | #DIV/0! | #DIV/0! | #DIV/0! | #DIV/0! | 1 | #DIV/0! | 1 | #DIV/0!
#DIV/0! | #DIV/0! | #DIV/0! | #DIV/0! | #DIV/0! | #DIV/0! |  | 0 | 0 | 0 |  | 1 | #DIV/0! | #DIV/0! | #DIV/0! | #DIV/0! | #DIV/0! | #DIV/0! | #DIV/0! | #DIV/0! | #DIV/0! | #DIV/0! | 1 | #DIV/0! | #DIV/0! | #DIV/0! | #DIV/0! | 0 | 0 | 0 | 1 | FALSE | FALSE | #DIV/0! | #DIV/0! | #DIV/0! | #DIV/0! | #DIV/0! | #DIV/0! | 0 | #DIV/0! | #DIV/0! | #DIV/0! | #DIV/0! | #DIV/0! | #DIV/0! | #DIV/0! | #DIV/0! | #DIV/0! | #DIV/0! | #DIV/0! | 1 | #DIV/0! | 1 | #DIV/0!
#DIV/0! | #DIV/0! | #DIV/0! | #DIV/0! | #DIV/0! | #DIV/0! |  | 0 | 0 | 0 |  | 1 | #DIV/0! | #DIV/0! | #DIV/0! | #DIV/0! | #DIV/0! | #DIV/0! | #DIV/0! | #DIV/0! | #DIV/0! | #DIV/0! | 1 | #DIV/0! | #DIV/0! | #DIV/0! | #DIV/0! | 0 | 0 | 0 | 1 | FALSE | FALSE | #DIV/0! | #DIV/0! | #DIV/0! | #DIV/0! | #DIV/0! | #DIV/0! | 0 | #DIV/0! | #DIV/0! | #DIV/0! | #DIV/0! | #DIV/0! | #DIV/0! | #DIV/0! | #DIV/0! | #DIV/0! | #DIV/0! | #DIV/0! | 1 | #DIV/0! | 1 | #DIV/0!
#DIV/0! | #DIV/0! | #DIV/0! | #DIV/0! | #DIV/0! | #DIV/0! |  | 0 | 0 | 0 |  | 1 | #DIV/0! | #DIV/0! | #DIV/0! | #DIV/0! | #DIV/0! | #DIV/0! | #DIV/0! | #DIV/0! | #DIV/0! | #DIV/0! | 1 | #DIV/0! | #DIV/0! | #DIV/0! | #DIV/0! | 0 | 0 | 0 | 1 | FALSE | FALSE | #DIV/0! | #DIV/0! | #DIV/0! | #DIV/0! | #DIV/0! | #DIV/0! | 0 | #DIV/0! | #DIV/0! | #DIV/0! | #DIV/0! | #DIV/0! | #DIV/0! | #DIV/0! | #DIV/0! | #DIV/0! | #DIV/0! | #DIV/0! | 1 | #DIV/0! | 1 | #DIV/0!
#DIV/0! | #DIV/0! | #DIV/0! | #DIV/0! | #DIV/0! | #DIV/0! |  | 0 | 0 | 0 |  | 1 | #DIV/0! | #DIV/0! | #DIV/0! | #DIV/0! | #DIV/0! | #DIV/0! | #DIV/0! | #DIV/0! | #DIV/0! | #DIV/0! | 1 | #DIV/0! | #DIV/0! | #DIV/0! | #DIV/0! | 0 | 0 | 0 | 1 | FALSE | FALSE | #DIV/0! | #DIV/0! | #DIV/0! | #DIV/0! | #DIV/0! | #DIV/0! | 0 | #DIV/0! | #DIV/0! | #DIV/0! | #DIV/0! | #DIV/0! | #DIV/0! | #DIV/0! | #DIV/0! | #DIV/0! | #DIV/0! | #DIV/0! | 1 | #DIV/0! | 1 | #DIV/0!
#DIV/0! | #DIV/0! | #DIV/0! | #DIV/0! | #DIV/0! | #DIV/0! |  | 0 | 0 | 0 |  | 1 | #DIV/0! | #DIV/0! | #DIV/0! | #DIV/0! | #DIV/0! | #DIV/0! | #DIV/0! | #DIV/0! | #DIV/0! | #DIV/0! | 1 | #DIV/0! | #DIV/0! | #DIV/0! | #DIV/0! | 0 | 0 | 0 | 1 | FALSE | FALSE | #DIV/0! | #DIV/0! | #DIV/0! | #DIV/0! | #DIV/0! | #DIV/0! | 0 | #DIV/0! | #DIV/0! | #DIV/0! | #DIV/0! | #DIV/0! | #DIV/0! | #DIV/0! | #DIV/0! | #DIV/0! | #DIV/0! | #DIV/0! | 1 | #DIV/0! | 1 | #DIV/0!
#DIV/0! | #DIV/0! | #DIV/0! | #DIV/0! | #DIV/0! | #DIV/0! |  | 0 | 0 | 0 |  | 1 | #DIV/0! | #DIV/0! | #DIV/0! | #DIV/0! | #DIV/0! | #DIV/0! | #DIV/0! | #DIV/0! | #DIV/0! | #DIV/0! | 1 | #DIV/0! | #DIV/0! | #DIV/0! | #DIV/0! | 0 | 0 | 0 | 1 | FALSE | FALSE | #DIV/0! | #DIV/0! | #DIV/0! | #DIV/0! | #DIV/0! | #DIV/0! | 0 | #DIV/0! | #DIV/0! | #DIV/0! | #DIV/0! | #DIV/0! | #DIV/0! | #DIV/0! | #DIV/0! | #DIV/0! | #DIV/0! | #DIV/0! | 1 | #DIV/0! | 1 | #DIV/0!
#DIV/0! | #DIV/0! | #DIV/0! | #DIV/0! | #DIV/0! | #DIV/0! |  | 0 | 0 | 0 |  | 1 | #DIV/0! | #DIV/0! | #DIV/0! | #DIV/0! | #DIV/0! | #DIV/0! | #DIV/0! | #DIV/0! | #DIV/0! | #DIV/0! | 1 | #DIV/0! | #DIV/0! | #DIV/0! | #DIV/0! | 0 | 0 | 0 | 1 | FALSE | FALSE | #DIV/0! | #DIV/0! | #DIV/0! | #DIV/0! | #DIV/0! | #DIV/0! | 0 | #DIV/0! | #DIV/0! | #DIV/0! | #DIV/0! | #DIV/0! | #DIV/0! | #DIV/0! | #DIV/0! | #DIV/0! | #DIV/0! | #DIV/0! | 1 | #DIV/0! | 1 | #DIV/0!
#DIV/0! | #DIV/0! | #DIV/0! | #DIV/0! | #DIV/0! | #DIV/0! |  | 0 | 0 | 0 |  | 1 | #DIV/0! | #DIV/0! | #DIV/0! | #DIV/0! | #DIV/0! | #DIV/0! | #DIV/0! | #DIV/0! | #DIV/0! | #DIV/0! | 1 | #DIV/0! | #DIV/0! | #DIV/0! | #DIV/0! | 0 | 0 | 0 | 1 | FALSE | FALSE | #DIV/0! | #DIV/0! | #DIV/0! | #DIV/0! | #DIV/0! | #DIV/0! | 0 | #DIV/0! | #DIV/0! | #DIV/0! | #DIV/0! | #DIV/0! | #DIV/0! | #DIV/0! | #DIV/0! | #DIV/0! | #DIV/0! | #DIV/0! | 1 | #DIV/0! | 1 | #DIV/0!
#DIV/0! | #DIV/0! | #DIV/0! | #DIV/0! | #DIV/0! | #DIV/0! |  | 0 | 0 | 0 |  | 1 | #DIV/0! | #DIV/0! | #DIV/0! | #DIV/0! | #DIV/0! | #DIV/0! | #DIV/0! | #DIV/0! | #DIV/0! | #DIV/0! | 1 | #DIV/0! | #DIV/0! | #DIV/0! | #DIV/0! | 0 | 0 | 0 | 1 | FALSE | FALSE | #DIV/0! | #DIV/0! | #DIV/0! | #DIV/0! | #DIV/0! | #DIV/0! | 0 | #DIV/0! | #DIV/0! | #DIV/0! | #DIV/0! | #DIV/0! | #DIV/0! | #DIV/0! | #DIV/0! | #DIV/0! | #DIV/0! | #DIV/0! | 1 | #DIV/0! | 1 | #DIV/0!
#DIV/0! | #DIV/0! | #DIV/0! | #DIV/0! | #DIV/0! | #DIV/0! |  | 0 | 0 | 0 |  | 1 | #DIV/0! | #DIV/0! | #DIV/0! | #DIV/0! | #DIV/0! | #DIV/0! | #DIV/0! | #DIV/0! | #DIV/0! | #DIV/0! | 1 | #DIV/0! | #DIV/0! | #DIV/0! | #DIV/0! | 0 | 0 | 0 | 1 | FALSE | FALSE | #DIV/0! | #DIV/0! | #DIV/0! | #DIV/0! | #DIV/0! | #DIV/0! | 0 | #DIV/0! | #DIV/0! | #DIV/0! | #DIV/0! | #DIV/0! | #DIV/0! | #DIV/0! | #DIV/0! | #DIV/0! | #DIV/0! | #DIV/0! | 1 | #DIV/0! | 1 | #DIV/0!
#DIV/0! | #DIV/0! | #DIV/0! | #DIV/0! | #DIV/0! | #DIV/0! |  | 0 | 0 | 0 |  | 1 | #DIV/0! | #DIV/0! | #DIV/0! | #DIV/0! | #DIV/0! | #DIV/0! | #DIV/0! | #DIV/0! | #DIV/0! | #DIV/0! | 1 | #DIV/0! | #DIV/0! | #DIV/0! | #DIV/0! | 0 | 0 | 0 | 1 | FALSE | FALSE | #DIV/0! | #DIV/0! | #DIV/0! | #DIV/0! | #DIV/0! | #DIV/0! | 0 | #DIV/0! | #DIV/0! | #DIV/0! | #DIV/0! | #DIV/0! | #DIV/0! | #DIV/0! | #DIV/0! | #DIV/0! | #DIV/0! | #DIV/0! | 1 | #DIV/0! | 1 | #DIV/0!
#DIV/0! | #DIV/0! | #DIV/0! | #DIV/0! | #DIV/0! | #DIV/0! |  | 0 | 0 | 0 |  | 1 | #DIV/0! | #DIV/0! | #DIV/0! | #DIV/0! | #DIV/0! | #DIV/0! | #DIV/0! | #DIV/0! | #DIV/0! | #DIV/0! | 1 | #DIV/0! | #DIV/0! | #DIV/0! | #DIV/0! | 0 | 0 | 0 | 1 | FALSE | FALSE | #DIV/0! | #DIV/0! | #DIV/0! | #DIV/0! | #DIV/0! | #DIV/0! | 0 | #DIV/0! | #DIV/0! | #DIV/0! | #DIV/0! | #DIV/0! | #DIV/0! | #DIV/0! | #DIV/0! | #DIV/0! | #DIV/0! | #DIV/0! | 1 | #DIV/0! | 1 | #DIV/0!
#DIV/0! | #DIV/0! | #DIV/0! | #DIV/0! | #DIV/0! | #DIV/0! |  | 0 | 0 | 0 |  | 1 | #DIV/0! | #DIV/0! | #DIV/0! | #DIV/0! | #DIV/0! | #DIV/0! | #DIV/0! | #DIV/0! | #DIV/0! | #DIV/0! | 1 | #DIV/0! | #DIV/0! | #DIV/0! | #DIV/0! | 0 | 0 | 0 | 1 | FALSE | FALSE | #DIV/0! | #DIV/0! | #DIV/0! | #DIV/0! | #DIV/0! | #DIV/0! | 0 | #DIV/0! | #DIV/0! | #DIV/0! | #DIV/0! | #DIV/0! | #DIV/0! | #DIV/0! | #DIV/0! | #DIV/0! | #DIV/0! | #DIV/0! | 1 | #DIV/0! | 1 | #DIV/0!
#DIV/0! | #DIV/0! | #DIV/0! | #DIV/0! | #DIV/0! | #DIV/0! |  | 0 | 0 | 0 |  | 1 | #DIV/0! | #DIV/0! | #DIV/0! | #DIV/0! | #DIV/0! | #DIV/0! | #DIV/0! | #DIV/0! | #DIV/0! | #DIV/0! | 1 | #DIV/0! | #DIV/0! | #DIV/0! | #DIV/0! | 0 | 0 | 0 | 1 | FALSE | FALSE | #DIV/0! | #DIV/0! | #DIV/0! | #DIV/0! | #DIV/0! | #DIV/0! | 0 | #DIV/0! | #DIV/0! | #DIV/0! | #DIV/0! | #DIV/0! | #DIV/0! | #DIV/0! | #DIV/0! | #DIV/0! | #DIV/0! | #DIV/0! | 1 | #DIV/0! | 1 | #DIV/0!
#DIV/0! | #DIV/0! | #DIV/0! | #DIV/0! | #DIV/0! | #DIV/0! |  | 0 | 0 | 0 |  | 1 | #DIV/0! | #DIV/0! | #DIV/0! | #DIV/0! | #DIV/0! | #DIV/0! | #DIV/0! | #DIV/0! | #DIV/0! | #DIV/0! | 1 | #DIV/0! | #DIV/0! | #DIV/0! | #DIV/0! | 0 | 0 | 0 | 1 | FALSE | FALSE | #DIV/0! | #DIV/0! | #DIV/0! | #DIV/0! | #DIV/0! | #DIV/0! | 0 | #DIV/0! | #DIV/0! | #DIV/0! | #DIV/0! | #DIV/0! | #DIV/0! | #DIV/0! | #DIV/0! | #DIV/0! | #DIV/0! | #DIV/0! | 1 | #DIV/0! | 1 | #DIV/0!
#DIV/0! | #DIV/0! | #DIV/0! | #DIV/0! | #DIV/0! | #DIV/0! |  | 0 | 0 | 0 |  | 1 | #DIV/0! | #DIV/0! | #DIV/0! | #DIV/0! | #DIV/0! | #DIV/0! | #DIV/0! | #DIV/0! | #DIV/0! | #DIV/0! | 1 | #DIV/0! | #DIV/0! | #DIV/0! | #DIV/0! | 0 | 0 | 0 | 1 | FALSE | FALSE | #DIV/0! | #DIV/0! | #DIV/0! | #DIV/0! | #DIV/0! | #DIV/0! | 0 | #DIV/0! | #DIV/0! | #DIV/0! | #DIV/0! | #DIV/0! | #DIV/0! | #DIV/0! | #DIV/0! | #DIV/0! | #DIV/0! | #DIV/0! | 1 | #DIV/0! | 1 | #DIV/0!
#DIV/0! | #DIV/0! | #DIV/0! | #DIV/0! | #DIV/0! | #DIV/0! |  | 0 | 0 | 0 |  | 1 | #DIV/0! | #DIV/0! | #DIV/0! | #DIV/0! | #DIV/0! | #DIV/0! | #DIV/0! | #DIV/0! | #DIV/0! | #DIV/0! | 1 | #DIV/0! | #DIV/0! | #DIV/0! | #DIV/0! | 0 | 0 | 0 | 1 | FALSE | FALSE | #DIV/0! | #DIV/0! | #DIV/0! | #DIV/0! | #DIV/0! | #DIV/0! | 0 | #DIV/0! | #DIV/0! | #DIV/0! | #DIV/0! | #DIV/0! | #DIV/0! | #DIV/0! | #DIV/0! | #DIV/0! | #DIV/0! | #DIV/0! | 1 | #DIV/0! | 1 | #DIV/0!
#DIV/0! | #DIV/0! | #DIV/0! | #DIV/0! | #DIV/0! | #DIV/0! |  | 0 | 0 | 0 |  | 1 | #DIV/0! | #DIV/0! | #DIV/0! | #DIV/0! | #DIV/0! | #DIV/0! | #DIV/0! | #DIV/0! | #DIV/0! | #DIV/0! | 1 | #DIV/0! | #DIV/0! | #DIV/0! | #DIV/0! | 0 | 0 | 0 | 1 | FALSE | FALSE | #DIV/0! | #DIV/0! | #DIV/0! | #DIV/0! | #DIV/0! | #DIV/0! | 0 | #DIV/0! | #DIV/0! | #DIV/0! | #DIV/0! | #DIV/0! | #DIV/0! | #DIV/0! | #DIV/0! | #DIV/0! | #DIV/0! | #DIV/0! | 1 | #DIV/0! | 1 | #DIV/0!
#DIV/0! | #DIV/0! | #DIV/0! | #DIV/0! | #DIV/0! | #DIV/0! |  | 0 | 0 | 0 |  | 1 | #DIV/0! | #DIV/0! | #DIV/0! | #DIV/0! | #DIV/0! | #DIV/0! | #DIV/0! | #DIV/0! | #DIV/0! | #DIV/0! | 1 | #DIV/0! | #DIV/0! | #DIV/0! | #DIV/0! | 0 | 0 | 0 | 1 | FALSE | FALSE | #DIV/0! | #DIV/0! | #DIV/0! | #DIV/0! | #DIV/0! | #DIV/0! | 0 | #DIV/0! | #DIV/0! | #DIV/0! | #DIV/0! | #DIV/0! | #DIV/0! | #DIV/0! | #DIV/0! | #DIV/0! | #DIV/0! | #DIV/0! | 1 | #DIV/0! | 1 | #DIV/0!
#DIV/0! | #DIV/0! | #DIV/0! | #DIV/0! | #DIV/0! | #DIV/0! |  | 0 | 0 | 0 |  | 1 | #DIV/0! | #DIV/0! | #DIV/0! | #DIV/0! | #DIV/0! | #DIV/0! | #DIV/0! | #DIV/0! | #DIV/0! | #DIV/0! | 1 | #DIV/0! | #DIV/0! | #DIV/0! | #DIV/0! | 0 | 0 | 0 | 1 | FALSE | FALSE | #DIV/0! | #DIV/0! | #DIV/0! | #DIV/0! | #DIV/0! | #DIV/0! | 0 | #DIV/0! | #DIV/0! | #DIV/0! | #DIV/0! | #DIV/0! | #DIV/0! | #DIV/0! | #DIV/0! | #DIV/0! | #DIV/0! | #DIV/0! | 1 | #DIV/0! | 1 | #DIV/0!
#DIV/0! | #DIV/0! | #DIV/0! | #DIV/0! | #DIV/0! | #DIV/0! |  | 0 | 0 | 0 |  | 1 | #DIV/0! | #DIV/0! | #DIV/0! | #DIV/0! | #DIV/0! | #DIV/0! | #DIV/0! | #DIV/0! | #DIV/0! | #DIV/0! | 1 | #DIV/0! | #DIV/0! | #DIV/0! | #DIV/0! | 0 | 0 | 0 | 1 | FALSE | FALSE | #DIV/0! | #DIV/0! | #DIV/0! | #DIV/0! | #DIV/0! | #DIV/0! | 0 | #DIV/0! | #DIV/0! | #DIV/0! | #DIV/0! | #DIV/0! | #DIV/0! | #DIV/0! | #DIV/0! | #DIV/0! | #DIV/0! | #DIV/0! | 1 | #DIV/0! | 1 | #DIV/0!
#DIV/0! | #DIV/0! | #DIV/0! | #DIV/0! | #DIV/0! | #DIV/0! |  | 0 | 0 | 0 |  | 1 | #DIV/0! | #DIV/0! | #DIV/0! | #DIV/0! | #DIV/0! | #DIV/0! | #DIV/0! | #DIV/0! | #DIV/0! | #DIV/0! | 1 | #DIV/0! | #DIV/0! | #DIV/0! | #DIV/0! | 0 | 0 | 0 | 1 | FALSE | FALSE | #DIV/0! | #DIV/0! | #DIV/0! | #DIV/0! | #DIV/0! | #DIV/0! | 0 | #DIV/0! | #DIV/0! | #DIV/0! | #DIV/0! | #DIV/0! | #DIV/0! | #DIV/0! | #DIV/0! | #DIV/0! | #DIV/0! | #DIV/0! | 1 | #DIV/0! | 1 | #DIV/0!
#DIV/0! | #DIV/0! | #DIV/0! | #DIV/0! | #DIV/0! | #DIV/0! |  | 0 | 0 | 0 |  | 1 | #DIV/0! | #DIV/0! | #DIV/0! | #DIV/0! | #DIV/0! | #DIV/0! | #DIV/0! | #DIV/0! | #DIV/0! | #DIV/0! | 1 | #DIV/0! | #DIV/0! | #DIV/0! | #DIV/0! | 0 | 0 | 0 | 1 | FALSE | FALSE | #DIV/0! | #DIV/0! | #DIV/0! | #DIV/0! | #DIV/0! | #DIV/0! | 0 | #DIV/0! | #DIV/0! | #DIV/0! | #DIV/0! | #DIV/0! | #DIV/0! | #DIV/0! | #DIV/0! | #DIV/0! | #DIV/0! | #DIV/0! | 1 | #DIV/0! | 1 | #DIV/0!
#DIV/0! | #DIV/0! | #DIV/0! | #DIV/0! | #DIV/0! | #DIV/0! |  | 0 | 0 | 0 |  | 1 | #DIV/0! | #DIV/0! | #DIV/0! | #DIV/0! | #DIV/0! | #DIV/0! | #DIV/0! | #DIV/0! | #DIV/0! | #DIV/0! | 1 | #DIV/0! | #DIV/0! | #DIV/0! | #DIV/0! | 0 | 0 | 0 | 1 | FALSE | FALSE | #DIV/0! | #DIV/0! | #DIV/0! | #DIV/0! | #DIV/0! | #DIV/0! | 0 | #DIV/0! | #DIV/0! | #DIV/0! | #DIV/0! | #DIV/0! | #DIV/0! | #DIV/0! | #DIV/0! | #DIV/0! | #DIV/0! | #DIV/0! | 1 | #DIV/0! | 1 | #DIV/0!
#DIV/0! | #DIV/0! | #DIV/0! | #DIV/0! | #DIV/0! | #DIV/0! |  | 0 | 0 | 0 |  | 1 | #DIV/0! | #DIV/0! | #DIV/0! | #DIV/0! | #DIV/0! | #DIV/0! | #DIV/0! | #DIV/0! | #DIV/0! | #DIV/0! | 1 | #DIV/0! | #DIV/0! | #DIV/0! | #DIV/0! | 0 | 0 | 0 | 1 | FALSE | FALSE | #DIV/0! | #DIV/0! | #DIV/0! | #DIV/0! | #DIV/0! | #DIV/0! | 0 | #DIV/0! | #DIV/0! | #DIV/0! | #DIV/0! | #DIV/0! | #DIV/0! | #DIV/0! | #DIV/0! | #DIV/0! | #DIV/0! | #DIV/0! | 1 | #DIV/0! | 1 | #DIV/0!
#DIV/0! | #DIV/0! | #DIV/0! | #DIV/0! | #DIV/0! | #DIV/0! |  | 0 | 0 | 0 |  | 1 | #DIV/0! | #DIV/0! | #DIV/0! | #DIV/0! | #DIV/0! | #DIV/0! | #DIV/0! | #DIV/0! | #DIV/0! | #DIV/0! | 1 | #DIV/0! | #DIV/0! | #DIV/0! | #DIV/0! | 0 | 0 | 0 | 1 | FALSE | FALSE | #DIV/0! | #DIV/0! | #DIV/0! | #DIV/0! | #DIV/0! | #DIV/0! | 0 | #DIV/0! | #DIV/0! | #DIV/0! | #DIV/0! | #DIV/0! | #DIV/0! | #DIV/0! | #DIV/0! | #DIV/0! | #DIV/0! | #DIV/0! | 1 | #DIV/0! | 1 | #DIV/0!
#DIV/0! | #DIV/0! | #DIV/0! | #DIV/0! | #DIV/0! | #DIV/0! |  | 0 | 0 | 0 |  | 1 | #DIV/0! | #DIV/0! | #DIV/0! | #DIV/0! | #DIV/0! | #DIV/0! | #DIV/0! | #DIV/0! | #DIV/0! | #DIV/0! | 1 | #DIV/0! | #DIV/0! | #DIV/0! | #DIV/0! | 0 | 0 | 0 | 1 | FALSE | FALSE | #DIV/0! | #DIV/0! | #DIV/0! | #DIV/0! | #DIV/0! | #DIV/0! | 0 | #DIV/0! | #DIV/0! | #DIV/0! | #DIV/0! | #DIV/0! | #DIV/0! | #DIV/0! | #DIV/0! | #DIV/0! | #DIV/0! | #DIV/0! | 1 | #DIV/0! | 1 | #DIV/0!
#DIV/0! | #DIV/0! | #DIV/0! | #DIV/0! | #DIV/0! | #DIV/0! |  | 0 | 0 | 0 |  | 1 | #DIV/0! | #DIV/0! | #DIV/0! | #DIV/0! | #DIV/0! | #DIV/0! | #DIV/0! | #DIV/0! | #DIV/0! | #DIV/0! | 1 | #DIV/0! | #DIV/0! | #DIV/0! | #DIV/0! | 0 | 0 | 0 | 1 | FALSE | FALSE | #DIV/0! | #DIV/0! | #DIV/0! | #DIV/0! | #DIV/0! | #DIV/0! | 0 | #DIV/0! | #DIV/0! | #DIV/0! | #DIV/0! | #DIV/0! | #DIV/0! | #DIV/0! | #DIV/0! | #DIV/0! | #DIV/0! | #DIV/0! | 1 | #DIV/0! | 1 | #DIV/0!
#DIV/0! | #DIV/0! | #DIV/0! | #DIV/0! | #DIV/0! | #DIV/0! |  | 0 | 0 | 0 |  | 1 | #DIV/0! | #DIV/0! | #DIV/0! | #DIV/0! | #DIV/0! | #DIV/0! | #DIV/0! | #DIV/0! | #DIV/0! | #DIV/0! | 1 | #DIV/0! | #DIV/0! | #DIV/0! | #DIV/0! | 0 | 0 | 0 | 1 | FALSE | FALSE | #DIV/0! | #DIV/0! | #DIV/0! | #DIV/0! | #DIV/0! | #DIV/0! | 0 | #DIV/0! | #DIV/0! | #DIV/0! | #DIV/0! | #DIV/0! | #DIV/0! | #DIV/0! | #DIV/0! | #DIV/0! | #DIV/0! | #DIV/0! | 1 | #DIV/0! | 1 | #DIV/0!
#DIV/0! | #DIV/0! | #DIV/0! | #DIV/0! | #DIV/0! | #DIV/0! |  | 0 | 0 | 0 |  | 1 | #DIV/0! | #DIV/0! | #DIV/0! | #DIV/0! | #DIV/0! | #DIV/0! | #DIV/0! | #DIV/0! | #DIV/0! | #DIV/0! | 1 | #DIV/0! | #DIV/0! | #DIV/0! | #DIV/0! | 0 | 0 | 0 | 1 | FALSE | FALSE | #DIV/0! | #DIV/0! | #DIV/0! | #DIV/0! | #DIV/0! | #DIV/0! | 0 | #DIV/0! | #DIV/0! | #DIV/0! | #DIV/0! | #DIV/0! | #DIV/0! | #DIV/0! | #DIV/0! | #DIV/0! | #DIV/0! | #DIV/0! | 1 | #DIV/0! | 1 | #DIV/0!
#DIV/0! | #DIV/0! | #DIV/0! | #DIV/0! | #DIV/0! | #DIV/0! |  | 0 | 0 | 0 |  | 1 | #DIV/0! | #DIV/0! | #DIV/0! | #DIV/0! | #DIV/0! | #DIV/0! | #DIV/0! | #DIV/0! | #DIV/0! | #DIV/0! | 1 | #DIV/0! | #DIV/0! | #DIV/0! | #DIV/0! | 0 | 0 | 0 | 1 | FALSE | FALSE | #DIV/0! | #DIV/0! | #DIV/0! | #DIV/0! | #DIV/0! | #DIV/0! | 0 | #DIV/0! | #DIV/0! | #DIV/0! | #DIV/0! | #DIV/0! | #DIV/0! | #DIV/0! | #DIV/0! | #DIV/0! | #DIV/0! | #DIV/0! | 1 | #DIV/0! | 1 | #DIV/0!
#DIV/0! | #DIV/0! | #DIV/0! | #DIV/0! | #DIV/0! | #DIV/0! |  | 0 | 0 | 0 |  | 1 | #DIV/0! | #DIV/0! | #DIV/0! | #DIV/0! | #DIV/0! | #DIV/0! | #DIV/0! | #DIV/0! | #DIV/0! | #DIV/0! | 1 | #DIV/0! | #DIV/0! | #DIV/0! | #DIV/0! | 0 | 0 | 0 | 1 | FALSE | FALSE | #DIV/0! | #DIV/0! | #DIV/0! | #DIV/0! | #DIV/0! | #DIV/0! | 0 | #DIV/0! | #DIV/0! | #DIV/0! | #DIV/0! | #DIV/0! | #DIV/0! | #DIV/0! | #DIV/0! | #DIV/0! | #DIV/0! | #DIV/0! | 1 | #DIV/0! | 1 | #DIV/0!
#DIV/0! | #DIV/0! | #DIV/0! | #DIV/0! | #DIV/0! | #DIV/0! |  | 0 | 0 | 0 |  | 1 | #DIV/0! | #DIV/0! | #DIV/0! | #DIV/0! | #DIV/0! | #DIV/0! | #DIV/0! | #DIV/0! | #DIV/0! | #DIV/0! | 1 | #DIV/0! | #DIV/0! | #DIV/0! | #DIV/0! | 0 | 0 | 0 | 1 | FALSE | FALSE | #DIV/0! | #DIV/0! | #DIV/0! | #DIV/0! | #DIV/0! | #DIV/0! | 0 | #DIV/0! | #DIV/0! | #DIV/0! | #DIV/0! | #DIV/0! | #DIV/0! | #DIV/0! | #DIV/0! | #DIV/0! | #DIV/0! | #DIV/0! | 1 | #DIV/0! | 1 | #DIV/0!
#DIV/0! | #DIV/0! | #DIV/0! | #DIV/0! | #DIV/0! | #DIV/0! |  | 0 | 0 | 0 |  | 1 | #DIV/0! | #DIV/0! | #DIV/0! | #DIV/0! | #DIV/0! | #DIV/0! | #DIV/0! | #DIV/0! | #DIV/0! | #DIV/0! | 1 | #DIV/0! | #DIV/0! | #DIV/0! | #DIV/0! | 0 | 0 | 0 | 1 | FALSE | FALSE | #DIV/0! | #DIV/0! | #DIV/0! | #DIV/0! | #DIV/0! | #DIV/0! | 0 | #DIV/0! | #DIV/0! | #DIV/0! | #DIV/0! | #DIV/0! | #DIV/0! | #DIV/0! | #DIV/0! | #DIV/0! | #DIV/0! | #DIV/0! | 1 | #DIV/0! | 1 | #DIV/0!
#DIV/0! | #DIV/0! | #DIV/0! | #DIV/0! | #DIV/0! | #DIV/0! |  | 0 | 0 | 0 |  | 1 | #DIV/0! | #DIV/0! | #DIV/0! | #DIV/0! | #DIV/0! | #DIV/0! | #DIV/0! | #DIV/0! | #DIV/0! | #DIV/0! | 1 | #DIV/0! | #DIV/0! | #DIV/0! | #DIV/0! | 0 | 0 | 0 | 1 | FALSE | FALSE | #DIV/0! | #DIV/0! | #DIV/0! | #DIV/0! | #DIV/0! | #DIV/0! | 0 | #DIV/0! | #DIV/0! | #DIV/0! | #DIV/0! | #DIV/0! | #DIV/0! | #DIV/0! | #DIV/0! | #DIV/0! | #DIV/0! | #DIV/0! | 1 | #DIV/0! | 1 | #DIV/0!
#DIV/0! | #DIV/0! | #DIV/0! | #DIV/0! | #DIV/0! | #DIV/0! |  | 0 | 0 | 0 |  | 1 | #DIV/0! | #DIV/0! | #DIV/0! | #DIV/0! | #DIV/0! | #DIV/0! | #DIV/0! | #DIV/0! | #DIV/0! | #DIV/0! | 1 | #DIV/0! | #DIV/0! | #DIV/0! | #DIV/0! | 0 | 0 | 0 | 1 | FALSE | FALSE | #DIV/0! | #DIV/0! | #DIV/0! | #DIV/0! | #DIV/0! | #DIV/0! | 0 | #DIV/0! | #DIV/0! | #DIV/0! | #DIV/0! | #DIV/0! | #DIV/0! | #DIV/0! | #DIV/0! | #DIV/0! | #DIV/0! | #DIV/0! | 1 | #DIV/0! | 1 | #DIV/0!
#DIV/0! | #DIV/0! | #DIV/0! | #DIV/0! | #DIV/0! | #DIV/0! |  | 0 | 0 | 0 |  | 1 | #DIV/0! | #DIV/0! | #DIV/0! | #DIV/0! | #DIV/0! | #DIV/0! | #DIV/0! | #DIV/0! | #DIV/0! | #DIV/0! | 1 | #DIV/0! | #DIV/0! | #DIV/0! | #DIV/0! | 0 | 0 | 0 | 1 | FALSE | FALSE | #DIV/0! | #DIV/0! | #DIV/0! | #DIV/0! | #DIV/0! | #DIV/0! | 0 | #DIV/0! | #DIV/0! | #DIV/0! | #DIV/0! | #DIV/0! | #DIV/0! | #DIV/0! | #DIV/0! | #DIV/0! | #DIV/0! | #DIV/0! | 1 | #DIV/0! | 1 | #DIV/0!
#DIV/0! | #DIV/0! | #DIV/0! | #DIV/0! | #DIV/0! | #DIV/0! |  | 0 | 0 | 0 |  | 1 | #DIV/0! | #DIV/0! | #DIV/0! | #DIV/0! | #DIV/0! | #DIV/0! | #DIV/0! | #DIV/0! | #DIV/0! | #DIV/0! | 1 | #DIV/0! | #DIV/0! | #DIV/0! | #DIV/0! | 0 | 0 | 0 | 1 | FALSE | FALSE | #DIV/0! | #DIV/0! | #DIV/0! | #DIV/0! | #DIV/0! | #DIV/0! | 0 | #DIV/0! | #DIV/0! | #DIV/0! | #DIV/0! | #DIV/0! | #DIV/0! | #DIV/0! | #DIV/0! | #DIV/0! | #DIV/0! | #DIV/0! | 1 | #DIV/0! | 1 | #DIV/0!
#DIV/0! | #DIV/0! | #DIV/0! | #DIV/0! | #DIV/0! | #DIV/0! |  | 0 | 0 | 0 |  | 1 | #DIV/0! | #DIV/0! | #DIV/0! | #DIV/0! | #DIV/0! | #DIV/0! | #DIV/0! | #DIV/0! | #DIV/0! | #DIV/0! | 1 | #DIV/0! | #DIV/0! | #DIV/0! | #DIV/0! | 0 | 0 | 0 | 1 | FALSE | FALSE | #DIV/0! | #DIV/0! | #DIV/0! | #DIV/0! | #DIV/0! | #DIV/0! | 0 | #DIV/0! | #DIV/0! | #DIV/0! | #DIV/0! | #DIV/0! | #DIV/0! | #DIV/0! | #DIV/0! | #DIV/0! | #DIV/0! | #DIV/0! | 1 | #DIV/0! | 1 | #DIV/0!
#DIV/0! | #DIV/0! | #DIV/0! | #DIV/0! | #DIV/0! | #DIV/0! |  | 0 | 0 | 0 |  | 1 | #DIV/0! | #DIV/0! | #DIV/0! | #DIV/0! | #DIV/0! | #DIV/0! | #DIV/0! | #DIV/0! | #DIV/0! | #DIV/0! | 1 | #DIV/0! | #DIV/0! | #DIV/0! | #DIV/0! | 0 | 0 | 0 | 1 | FALSE | FALSE | #DIV/0! | #DIV/0! | #DIV/0! | #DIV/0! | #DIV/0! | #DIV/0! | 0 | #DIV/0! | #DIV/0! | #DIV/0! | #DIV/0! | #DIV/0! | #DIV/0! | #DIV/0! | #DIV/0! | #DIV/0! | #DIV/0! | #DIV/0! | 1 | #DIV/0! | 1 | #DIV/0!
#DIV/0! | #DIV/0! | #DIV/0! | #DIV/0! | #DIV/0! | #DIV/0! |  | 0 | 0 | 0 |  | 1 | #DIV/0! | #DIV/0! | #DIV/0! | #DIV/0! | #DIV/0! | #DIV/0! | #DIV/0! | #DIV/0! | #DIV/0! | #DIV/0! | 1 | #DIV/0! | #DIV/0! | #DIV/0! | #DIV/0! | 0 | 0 | 0 | 1 | FALSE | FALSE | #DIV/0! | #DIV/0! | #DIV/0! | #DIV/0! | #DIV/0! | #DIV/0! | 0 | #DIV/0! | #DIV/0! | #DIV/0! | #DIV/0! | #DIV/0! | #DIV/0! | #DIV/0! | #DIV/0! | #DIV/0! | #DIV/0! | #DIV/0! | 1 | #DIV/0! | 1 | #DIV/0!
#DIV/0! | #DIV/0! | #DIV/0! | #DIV/0! | #DIV/0! | #DIV/0! |  | 0 | 0 | 0 |  | 1 | #DIV/0! | #DIV/0! | #DIV/0! | #DIV/0! | #DIV/0! | #DIV/0! | #DIV/0! | #DIV/0! | #DIV/0! | #DIV/0! | 1 | #DIV/0! | #DIV/0! | #DIV/0! | #DIV/0! | 0 | 0 | 0 | 1 | FALSE | FALSE | #DIV/0! | #DIV/0! | #DIV/0! | #DIV/0! | #DIV/0! | #DIV/0! | 0 | #DIV/0! | #DIV/0! | #DIV/0! | #DIV/0! | #DIV/0! | #DIV/0! | #DIV/0! | #DIV/0! | #DIV/0! | #DIV/0! | #DIV/0! | 1 | #DIV/0! | 1 | #DIV/0!
#DIV/0! | #DIV/0! | #DIV/0! | #DIV/0! | #DIV/0! | #DIV/0! |  | 0 | 0 | 0 |  | 1 | #DIV/0! | #DIV/0! | #DIV/0! | #DIV/0! | #DIV/0! | #DIV/0! | #DIV/0! | #DIV/0! | #DIV/0! | #DIV/0! | 1 | #DIV/0! | #DIV/0! | #DIV/0! | #DIV/0! | 0 | 0 | 0 | 1 | FALSE | FALSE | #DIV/0! | #DIV/0! | #DIV/0! | #DIV/0! | #DIV/0! | #DIV/0! | 0 | #DIV/0! | #DIV/0! | #DIV/0! | #DIV/0! | #DIV/0! | #DIV/0! | #DIV/0! | #DIV/0! | #DIV/0! | #DIV/0! | #DIV/0! | 1 | #DIV/0! | 1 | #DIV/0!
#DIV/0! | #DIV/0! | #DIV/0! | #DIV/0! | #DIV/0! | #DIV/0! |  | 0 | 0 | 0 |  | 1 | #DIV/0! | #DIV/0! | #DIV/0! | #DIV/0! | #DIV/0! | #DIV/0! | #DIV/0! | #DIV/0! | #DIV/0! | #DIV/0! | 1 | #DIV/0! | #DIV/0! | #DIV/0! | #DIV/0! | 0 | 0 | 0 | 1 | FALSE | FALSE | #DIV/0! | #DIV/0! | #DIV/0! | #DIV/0! | #DIV/0! | #DIV/0! | 0 | #DIV/0! | #DIV/0! | #DIV/0! | #DIV/0! | #DIV/0! | #DIV/0! | #DIV/0! | #DIV/0! | #DIV/0! | #DIV/0! | #DIV/0! | 1 | #DIV/0! | 1 | #DIV/0!
#DIV/0! | #DIV/0! | #DIV/0! | #DIV/0! | #DIV/0! | #DIV/0! |  | 0 | 0 | 0 |  | 1 | #DIV/0! | #DIV/0! | #DIV/0! | #DIV/0! | #DIV/0! | #DIV/0! | #DIV/0! | #DIV/0! | #DIV/0! | #DIV/0! | 1 | #DIV/0! | #DIV/0! | #DIV/0! | #DIV/0! | 0 | 0 | 0 | 1 | FALSE | FALSE | #DIV/0! | #DIV/0! | #DIV/0! | #DIV/0! | #DIV/0! | #DIV/0! | 0 | #DIV/0! | #DIV/0! | #DIV/0! | #DIV/0! | #DIV/0! | #DIV/0! | #DIV/0! | #DIV/0! | #DIV/0! | #DIV/0! | #DIV/0! | 1 | #DIV/0! | 1 | #DIV/0!
#DIV/0! | #DIV/0! | #DIV/0! | #DIV/0! | #DIV/0! | #DIV/0! |  | 0 | 0 | 0 |  | 1 | #DIV/0! | #DIV/0! | #DIV/0! | #DIV/0! | #DIV/0! | #DIV/0! | #DIV/0! | #DIV/0! | #DIV/0! | #DIV/0! | 1 | #DIV/0! | #DIV/0! | #DIV/0! | #DIV/0! | 0 | 0 | 0 | 1 | FALSE | FALSE | #DIV/0! | #DIV/0! | #DIV/0! | #DIV/0! | #DIV/0! | #DIV/0! | 0 | #DIV/0! | #DIV/0! | #DIV/0! | #DIV/0! | #DIV/0! | #DIV/0! | #DIV/0! | #DIV/0! | #DIV/0! | #DIV/0! | #DIV/0! | 1 | #DIV/0! | 1 | #DIV/0!
#DIV/0! | #DIV/0! | #DIV/0! | #DIV/0! | #DIV/0! | #DIV/0! |  | 0 | 0 | 0 |  | 1 | #DIV/0! | #DIV/0! | #DIV/0! | #DIV/0! | #DIV/0! | #DIV/0! | #DIV/0! | #DIV/0! | #DIV/0! | #DIV/0! | 1 | #DIV/0! | #DIV/0! | #DIV/0! | #DIV/0! | 0 | 0 | 0 | 1 | FALSE | FALSE | #DIV/0! | #DIV/0! | #DIV/0! | #DIV/0! | #DIV/0! | #DIV/0! | 0 | #DIV/0! | #DIV/0! | #DIV/0! | #DIV/0! | #DIV/0! | #DIV/0! | #DIV/0! | #DIV/0! | #DIV/0! | #DIV/0! | #DIV/0! | 1 | #DIV/0! | 1 | #DIV/0!
#DIV/0! | #DIV/0! | #DIV/0! | #DIV/0! | #DIV/0! | #DIV/0! |  | 0 | 0 | 0 |  | 1 | #DIV/0! | #DIV/0! | #DIV/0! | #DIV/0! | #DIV/0! | #DIV/0! | #DIV/0! | #DIV/0! | #DIV/0! | #DIV/0! | 1 | #DIV/0! | #DIV/0! | #DIV/0! | #DIV/0! | 0 | 0 | 0 | 1 | FALSE | FALSE | #DIV/0! | #DIV/0! | #DIV/0! | #DIV/0! | #DIV/0! | #DIV/0! | 0 | #DIV/0! | #DIV/0! | #DIV/0! | #DIV/0! | #DIV/0! | #DIV/0! | #DIV/0! | #DIV/0! | #DIV/0! | #DIV/0! | #DIV/0! | 1 | #DIV/0! | 1 | #DIV/0!
#DIV/0! | #DIV/0! | #DIV/0! | #DIV/0! | #DIV/0! | #DIV/0! |  | 0 | 0 | 0 |  | 1 | #DIV/0! | #DIV/0! | #DIV/0! | #DIV/0! | #DIV/0! | #DIV/0! | #DIV/0! | #DIV/0! | #DIV/0! | #DIV/0! | 1 | #DIV/0! | #DIV/0! | #DIV/0! | #DIV/0! | 0 | 0 | 0 | 1 | FALSE | FALSE | #DIV/0! | #DIV/0! | #DIV/0! | #DIV/0! | #DIV/0! | #DIV/0! | 0 | #DIV/0! | #DIV/0! | #DIV/0! | #DIV/0! | #DIV/0! | #DIV/0! | #DIV/0! | #DIV/0! | #DIV/0! | #DIV/0! | #DIV/0! | 1 | #DIV/0! | 1 | #DIV/0!
#DIV/0! | #DIV/0! | #DIV/0! | #DIV/0! | #DIV/0! | #DIV/0! |  | 0 | 0 | 0 |  | 1 | #DIV/0! | #DIV/0! | #DIV/0! | #DIV/0! | #DIV/0! | #DIV/0! | #DIV/0! | #DIV/0! | #DIV/0! | #DIV/0! | 1 | #DIV/0! | #DIV/0! | #DIV/0! | #DIV/0! | 0 | 0 | 0 | 1 | FALSE | FALSE | #DIV/0! | #DIV/0! | #DIV/0! | #DIV/0! | #DIV/0! | #DIV/0! | 0 | #DIV/0! | #DIV/0! | #DIV/0! | #DIV/0! | #DIV/0! | #DIV/0! | #DIV/0! | #DIV/0! | #DIV/0! | #DIV/0! | #DIV/0! | 1 | #DIV/0! | 1 | #DIV/0!
#DIV/0! | #DIV/0! | #DIV/0! | #DIV/0! | #DIV/0! | #DIV/0! |  | 0 | 0 | 0 |  | 1 | #DIV/0! | #DIV/0! | #DIV/0! | #DIV/0! | #DIV/0! | #DIV/0! | #DIV/0! | #DIV/0! | #DIV/0! | #DIV/0! | 1 | #DIV/0! | #DIV/0! | #DIV/0! | #DIV/0! | 0 | 0 | 0 | 1 | FALSE | FALSE | #DIV/0! | #DIV/0! | #DIV/0! | #DIV/0! | #DIV/0! | #DIV/0! | 0 | #DIV/0! | #DIV/0! | #DIV/0! | #DIV/0! | #DIV/0! | #DIV/0! | #DIV/0! | #DIV/0! | #DIV/0! | #DIV/0! | #DIV/0! | 1 | #DIV/0! | 1 | #DIV/0!
#DIV/0! | #DIV/0! | #DIV/0! | #DIV/0! | #DIV/0! | #DIV/0! |  | 0 | 0 | 0 |  | 1 | #DIV/0! | #DIV/0! | #DIV/0! | #DIV/0! | #DIV/0! | #DIV/0! | #DIV/0! | #DIV/0! | #DIV/0! | #DIV/0! | 1 | #DIV/0! | #DIV/0! | #DIV/0! | #DIV/0! | 0 | 0 | 0 | 1 | FALSE | FALSE | #DIV/0! | #DIV/0! | #DIV/0! | #DIV/0! | #DIV/0! | #DIV/0! | 0 | #DIV/0! | #DIV/0! | #DIV/0! | #DIV/0! | #DIV/0! | #DIV/0! | #DIV/0! | #DIV/0! | #DIV/0! | #DIV/0! | #DIV/0! | 1 | #DIV/0! | 1 | #DIV/0!
#DIV/0! | #DIV/0! | #DIV/0! | #DIV/0! | #DIV/0! | #DIV/0! |  | 0 | 0 | 0 |  | 1 | #DIV/0! | #DIV/0! | #DIV/0! | #DIV/0! | #DIV/0! | #DIV/0! | #DIV/0! | #DIV/0! | #DIV/0! | #DIV/0! | 1 | #DIV/0! | #DIV/0! | #DIV/0! | #DIV/0! | 0 | 0 | 0 | 1 | FALSE | FALSE | #DIV/0! | #DIV/0! | #DIV/0! | #DIV/0! | #DIV/0! | #DIV/0! | 0 | #DIV/0! | #DIV/0! | #DIV/0! | #DIV/0! | #DIV/0! | #DIV/0! | #DIV/0! | #DIV/0! | #DIV/0! | #DIV/0! | #DIV/0! | 1 | #DIV/0! | 1 | #DIV/0!
#DIV/0! | #DIV/0! | #DIV/0! | #DIV/0! | #DIV/0! | #DIV/0! |  | 0 | 0 | 0 |  | 1 | #DIV/0! | #DIV/0! | #DIV/0! | #DIV/0! | #DIV/0! | #DIV/0! | #DIV/0! | #DIV/0! | #DIV/0! | #DIV/0! | 1 | #DIV/0! | #DIV/0! | #DIV/0! | #DIV/0! | 0 | 0 | 0 | 1 | FALSE | FALSE | #DIV/0! | #DIV/0! | #DIV/0! | #DIV/0! | #DIV/0! | #DIV/0! | 0 | #DIV/0! | #DIV/0! | #DIV/0! | #DIV/0! | #DIV/0! | #DIV/0! | #DIV/0! | #DIV/0! | #DIV/0! | #DIV/0! | #DIV/0! | 1 | #DIV/0! | 1 | #DIV/0!
#DIV/0! | #DIV/0! | #DIV/0! | #DIV/0! | #DIV/0! | #DIV/0! |  | 0 | 0 | 0 |  | 1 | #DIV/0! | #DIV/0! | #DIV/0! | #DIV/0! | #DIV/0! | #DIV/0! | #DIV/0! | #DIV/0! | #DIV/0! | #DIV/0! | 1 | #DIV/0! | #DIV/0! | #DIV/0! | #DIV/0! | 0 | 0 | 0 | 1 | FALSE | FALSE | #DIV/0! | #DIV/0! | #DIV/0! | #DIV/0! | #DIV/0! | #DIV/0! | 0 | #DIV/0! | #DIV/0! | #DIV/0! | #DIV/0! | #DIV/0! | #DIV/0! | #DIV/0! | #DIV/0! | #DIV/0! | #DIV/0! | #DIV/0! | 1 | #DIV/0! | 1 | #DIV/0!
#DIV/0! | #DIV/0! | #DIV/0! | #DIV/0! | #DIV/0! | #DIV/0! |  | 0 | 0 | 0 |  | 1 | #DIV/0! | #DIV/0! | #DIV/0! | #DIV/0! | #DIV/0! | #DIV/0! | #DIV/0! | #DIV/0! | #DIV/0! | #DIV/0! | 1 | #DIV/0! | #DIV/0! | #DIV/0! | #DIV/0! | 0 | 0 | 0 | 1 | FALSE | FALSE | #DIV/0! | #DIV/0! | #DIV/0! | #DIV/0! | #DIV/0! | #DIV/0! | 0 | #DIV/0! | #DIV/0! | #DIV/0! | #DIV/0! | #DIV/0! | #DIV/0! | #DIV/0! | #DIV/0! | #DIV/0! | #DIV/0! | #DIV/0! | 1 | #DIV/0! | 1 | #DIV/0!
#DIV/0! | #DIV/0! | #DIV/0! | #DIV/0! | #DIV/0! | #DIV/0! |  | 0 | 0 | 0 |  | 1 | #DIV/0! | #DIV/0! | #DIV/0! | #DIV/0! | #DIV/0! | #DIV/0! | #DIV/0! | #DIV/0! | #DIV/0! | #DIV/0! | 1 | #DIV/0! | #DIV/0! | #DIV/0! | #DIV/0! | 0 | 0 | 0 | 1 | FALSE | FALSE | #DIV/0! | #DIV/0! | #DIV/0! | #DIV/0! | #DIV/0! | #DIV/0! | 0 | #DIV/0! | #DIV/0! | #DIV/0! | #DIV/0! | #DIV/0! | #DIV/0! | #DIV/0! | #DIV/0! | #DIV/0! | #DIV/0! | #DIV/0! | 1 | #DIV/0! | 1 | #DIV/0!
| 2 | Reihe stehender Module
#DIV/0! | #DIV/0! | #DIV/0! | #DIV/0! | #DIV/0! | #DIV/0! |  | 0 | 0 | 0 |  | 2 | #DIV/0! | #DIV/0! | #DIV/0! | #DIV/0! | #DIV/0! | #DIV/0! | #DIV/0! | #DIV/0! | #DIV/0! | #DIV/0! | 1 | #DIV/0! | #DIV/0! | #DIV/0! | #DIV/0! | 0 | 0 | 0 | 1 | FALSE | FALSE | #DIV/0! | #DIV/0! | #DIV/0! | #DIV/0! | #DIV/0! | #DIV/0! | 1 | #DIV/0! | #DIV/0! | #DIV/0! | #DIV/0! | #DIV/0! | #DIV/0! | #DIV/0! | #DIV/0! | #DIV/0! | #DIV/0! | #DIV/0! | 1 | #DIV/0! | 1 | #DIV/0!
#DIV/0! | #DIV/0! | #DIV/0! | #DIV/0! | #DIV/0! | #DIV/0! |  | 0 | 0 | 0 |  | 2 | #DIV/0! | #DIV/0! | #DIV/0! | #DIV/0! | #DIV/0! | #DIV/0! | #DIV/0! | #DIV/0! | #DIV/0! | #DIV/0! | 1 | #DIV/0! | #DIV/0! | #DIV/0! | #DIV/0! | 0 | 0 | 0 | 1 | FALSE | FALSE | #DIV/0! | #DIV/0! | #DIV/0! | #DIV/0! | #DIV/0! | #DIV/0! | 1 | #DIV/0! | #DIV/0! | #DIV/0! | #DIV/0! | #DIV/0! | #DIV/0! | #DIV/0! | #DIV/0! | #DIV/0! | #DIV/0! | #DIV/0! | 1 | #DIV/0! | 1 | #DIV/0!
#DIV/0! | #DIV/0! | #DIV/0! | #DIV/0! | #DIV/0! | #DIV/0! |  | 0 | 0 | 0 |  | 2 | #DIV/0! | #DIV/0! | #DIV/0! | #DIV/0! | #DIV/0! | #DIV/0! | #DIV/0! | #DIV/0! | #DIV/0! | #DIV/0! | 1 | #DIV/0! | #DIV/0! | #DIV/0! | #DIV/0! | 0 | 0 | 0 | 1 | FALSE | FALSE | #DIV/0! | #DIV/0! | #DIV/0! | #DIV/0! | #DIV/0! | #DIV/0! | 1 | #DIV/0! | #DIV/0! | #DIV/0! | #DIV/0! | #DIV/0! | #DIV/0! | #DIV/0! | #DIV/0! | #DIV/0! | #DIV/0! | #DIV/0! | 1 | #DIV/0! | 1 | #DIV/0!
#DIV/0! | #DIV/0! | #DIV/0! | #DIV/0! | #DIV/0! | #DIV/0! |  | 0 | 0 | 0 |  | 2 | #DIV/0! | #DIV/0! | #DIV/0! | #DIV/0! | #DIV/0! | #DIV/0! | #DIV/0! | #DIV/0! | #DIV/0! | #DIV/0! | 1 | #DIV/0! | #DIV/0! | #DIV/0! | #DIV/0! | 0 | 0 | 0 | 1 | FALSE | FALSE | #DIV/0! | #DIV/0! | #DIV/0! | #DIV/0! | #DIV/0! | #DIV/0! | 1 | #DIV/0! | #DIV/0! | #DIV/0! | #DIV/0! | #DIV/0! | #DIV/0! | #DIV/0! | #DIV/0! | #DIV/0! | #DIV/0! | #DIV/0! | 1 | #DIV/0! | 1 | #DIV/0!
#DIV/0! | #DIV/0! | #DIV/0! | #DIV/0! | #DIV/0! | #DIV/0! |  | 0 | 0 | 0 |  | 2 | #DIV/0! | #DIV/0! | #DIV/0! | #DIV/0! | #DIV/0! | #DIV/0! | #DIV/0! | #DIV/0! | #DIV/0! | #DIV/0! | 1 | #DIV/0! | #DIV/0! | #DIV/0! | #DIV/0! | 0 | 0 | 0 | 1 | FALSE | FALSE | #DIV/0! | #DIV/0! | #DIV/0! | #DIV/0! | #DIV/0! | #DIV/0! | 1 | #DIV/0! | #DIV/0! | #DIV/0! | #DIV/0! | #DIV/0! | #DIV/0! | #DIV/0! | #DIV/0! | #DIV/0! | #DIV/0! | #DIV/0! | 1 | #DIV/0! | 1 | #DIV/0!
#DIV/0! | #DIV/0! | #DIV/0! | #DIV/0! | #DIV/0! | #DIV/0! |  | 0 | 0 | 0 |  | 2 | #DIV/0! | #DIV/0! | #DIV/0! | #DIV/0! | #DIV/0! | #DIV/0! | #DIV/0! | #DIV/0! | #DIV/0! | #DIV/0! | 1 | #DIV/0! | #DIV/0! | #DIV/0! | #DIV/0! | 0 | 0 | 0 | 1 | FALSE | FALSE | #DIV/0! | #DIV/0! | #DIV/0! | #DIV/0! | #DIV/0! | #DIV/0! | 1 | #DIV/0! | #DIV/0! | #DIV/0! | #DIV/0! | #DIV/0! | #DIV/0! | #DIV/0! | #DIV/0! | #DIV/0! | #DIV/0! | #DIV/0! | 1 | #DIV/0! | 1 | #DIV/0!
#DIV/0! | #DIV/0! | #DIV/0! | #DIV/0! | #DIV/0! | #DIV/0! |  | 0 | 0 | 0 |  | 2 | #DIV/0! | #DIV/0! | #DIV/0! | #DIV/0! | #DIV/0! | #DIV/0! | #DIV/0! | #DIV/0! | #DIV/0! | #DIV/0! | 1 | #DIV/0! | #DIV/0! | #DIV/0! | #DIV/0! | 0 | 0 | 0 | 1 | FALSE | FALSE | #DIV/0! | #DIV/0! | #DIV/0! | #DIV/0! | #DIV/0! | #DIV/0! | 1 | #DIV/0! | #DIV/0! | #DIV/0! | #DIV/0! | #DIV/0! | #DIV/0! | #DIV/0! | #DIV/0! | #DIV/0! | #DIV/0! | #DIV/0! | 1 | #DIV/0! | 1 | #DIV/0!
#DIV/0! | #DIV/0! | #DIV/0! | #DIV/0! | #DIV/0! | #DIV/0! |  | 0 | 0 | 0 |  | 2 | #DIV/0! | #DIV/0! | #DIV/0! | #DIV/0! | #DIV/0! | #DIV/0! | #DIV/0! | #DIV/0! | #DIV/0! | #DIV/0! | 1 | #DIV/0! | #DIV/0! | #DIV/0! | #DIV/0! | 0 | 0 | 0 | 1 | FALSE | FALSE | #DIV/0! | #DIV/0! | #DIV/0! | #DIV/0! | #DIV/0! | #DIV/0! | 1 | #DIV/0! | #DIV/0! | #DIV/0! | #DIV/0! | #DIV/0! | #DIV/0! | #DIV/0! | #DIV/0! | #DIV/0! | #DIV/0! | #DIV/0! | 1 | #DIV/0! | 1 | #DIV/0!
#DIV/0! | #DIV/0! | #DIV/0! | #DIV/0! | #DIV/0! | #DIV/0! |  | 0 | 0 | 0 |  | 2 | #DIV/0! | #DIV/0! | #DIV/0! | #DIV/0! | #DIV/0! | #DIV/0! | #DIV/0! | #DIV/0! | #DIV/0! | #DIV/0! | 1 | #DIV/0! | #DIV/0! | #DIV/0! | #DIV/0! | 0 | 0 | 0 | 1 | FALSE | FALSE | #DIV/0! | #DIV/0! | #DIV/0! | #DIV/0! | #DIV/0! | #DIV/0! | 1 | #DIV/0! | #DIV/0! | #DIV/0! | #DIV/0! | #DIV/0! | #DIV/0! | #DIV/0! | #DIV/0! | #DIV/0! | #DIV/0! | #DIV/0! | 1 | #DIV/0! | 1 | #DIV/0!
#DIV/0! | #DIV/0! | #DIV/0! | #DIV/0! | #DIV/0! | #DIV/0! |  | 0 | 0 | 0 |  | 2 | #DIV/0! | #DIV/0! | #DIV/0! | #DIV/0! | #DIV/0! | #DIV/0! | #DIV/0! | #DIV/0! | #DIV/0! | #DIV/0! | 1 | #DIV/0! | #DIV/0! | #DIV/0! | #DIV/0! | 0 | 0 | 0 | 1 | FALSE | FALSE | #DIV/0! | #DIV/0! | #DIV/0! | #DIV/0! | #DIV/0! | #DIV/0! | 1 | #DIV/0! | #DIV/0! | #DIV/0! | #DIV/0! | #DIV/0! | #DIV/0! | #DIV/0! | #DIV/0! | #DIV/0! | #DIV/0! | #DIV/0! | 1 | #DIV/0! | 1 | #DIV/0!
#DIV/0! | #DIV/0! | #DIV/0! | #DIV/0! | #DIV/0! | #DIV/0! |  | 0 | 0 | 0 |  | 2 | #DIV/0! | #DIV/0! | #DIV/0! | #DIV/0! | #DIV/0! | #DIV/0! | #DIV/0! | #DIV/0! | #DIV/0! | #DIV/0! | 1 | #DIV/0! | #DIV/0! | #DIV/0! | #DIV/0! | 0 | 0 | 0 | 1 | FALSE | FALSE | #DIV/0! | #DIV/0! | #DIV/0! | #DIV/0! | #DIV/0! | #DIV/0! | 1 | #DIV/0! | #DIV/0! | #DIV/0! | #DIV/0! | #DIV/0! | #DIV/0! | #DIV/0! | #DIV/0! | #DIV/0! | #DIV/0! | #DIV/0! | 1 | #DIV/0! | 1 | #DIV/0!
#DIV/0! | #DIV/0! | #DIV/0! | #DIV/0! | #DIV/0! | #DIV/0! |  | 0 | 0 | 0 |  | 2 | #DIV/0! | #DIV/0! | #DIV/0! | #DIV/0! | #DIV/0! | #DIV/0! | #DIV/0! | #DIV/0! | #DIV/0! | #DIV/0! | 1 | #DIV/0! | #DIV/0! | #DIV/0! | #DIV/0! | 0 | 0 | 0 | 1 | FALSE | FALSE | #DIV/0! | #DIV/0! | #DIV/0! | #DIV/0! | #DIV/0! | #DIV/0! | 1 | #DIV/0! | #DIV/0! | #DIV/0! | #DIV/0! | #DIV/0! | #DIV/0! | #DIV/0! | #DIV/0! | #DIV/0! | #DIV/0! | #DIV/0! | 1 | #DIV/0! | 1 | #DIV/0!
#DIV/0! | #DIV/0! | #DIV/0! | #DIV/0! | #DIV/0! | #DIV/0! |  | 0 | 0 | 0 |  | 2 | #DIV/0! | #DIV/0! | #DIV/0! | #DIV/0! | #DIV/0! | #DIV/0! | #DIV/0! | #DIV/0! | #DIV/0! | #DIV/0! | 1 | #DIV/0! | #DIV/0! | #DIV/0! | #DIV/0! | 0 | 0 | 0 | 1 | FALSE | FALSE | #DIV/0! | #DIV/0! | #DIV/0! | #DIV/0! | #DIV/0! | #DIV/0! | 1 | #DIV/0! | #DIV/0! | #DIV/0! | #DIV/0! | #DIV/0! | #DIV/0! | #DIV/0! | #DIV/0! | #DIV/0! | #DIV/0! | #DIV/0! | 1 | #DIV/0! | 1 | #DIV/0!
#DIV/0! | #DIV/0! | #DIV/0! | #DIV/0! | #DIV/0! | #DIV/0! |  | 0 | 0 | 0 |  | 2 | #DIV/0! | #DIV/0! | #DIV/0! | #DIV/0! | #DIV/0! | #DIV/0! | #DIV/0! | #DIV/0! | #DIV/0! | #DIV/0! | 1 | #DIV/0! | #DIV/0! | #DIV/0! | #DIV/0! | 0 | 0 | 0 | 1 | FALSE | FALSE | #DIV/0! | #DIV/0! | #DIV/0! | #DIV/0! | #DIV/0! | #DIV/0! | 1 | #DIV/0! | #DIV/0! | #DIV/0! | #DIV/0! | #DIV/0! | #DIV/0! | #DIV/0! | #DIV/0! | #DIV/0! | #DIV/0! | #DIV/0! | 1 | #DIV/0! | 1 | #DIV/0!
#DIV/0! | #DIV/0! | #DIV/0! | #DIV/0! | #DIV/0! | #DIV/0! |  | 0 | 0 | 0 |  | 2 | #DIV/0! | #DIV/0! | #DIV/0! | #DIV/0! | #DIV/0! | #DIV/0! | #DIV/0! | #DIV/0! | #DIV/0! | #DIV/0! | 1 | #DIV/0! | #DIV/0! | #DIV/0! | #DIV/0! | 0 | 0 | 0 | 1 | FALSE | FALSE | #DIV/0! | #DIV/0! | #DIV/0! | #DIV/0! | #DIV/0! | #DIV/0! | 1 | #DIV/0! | #DIV/0! | #DIV/0! | #DIV/0! | #DIV/0! | #DIV/0! | #DIV/0! | #DIV/0! | #DIV/0! | #DIV/0! | #DIV/0! | 1 | #DIV/0! | 1 | #DIV/0!
#DIV/0! | #DIV/0! | #DIV/0! | #DIV/0! | #DIV/0! | #DIV/0! |  | 0 | 0 | 0 |  | 2 | #DIV/0! | #DIV/0! | #DIV/0! | #DIV/0! | #DIV/0! | #DIV/0! | #DIV/0! | #DIV/0! | #DIV/0! | #DIV/0! | 1 | #DIV/0! | #DIV/0! | #DIV/0! | #DIV/0! | 0 | 0 | 0 | 1 | FALSE | FALSE | #DIV/0! | #DIV/0! | #DIV/0! | #DIV/0! | #DIV/0! | #DIV/0! | 1 | #DIV/0! | #DIV/0! | #DIV/0! | #DIV/0! | #DIV/0! | #DIV/0! | #DIV/0! | #DIV/0! | #DIV/0! | #DIV/0! | #DIV/0! | 1 | #DIV/0! | 1 | #DIV/0!
#DIV/0! | #DIV/0! | #DIV/0! | #DIV/0! | #DIV/0! | #DIV/0! |  | 0 | 0 | 0 |  | 2 | #DIV/0! | #DIV/0! | #DIV/0! | #DIV/0! | #DIV/0! | #DIV/0! | #DIV/0! | #DIV/0! | #DIV/0! | #DIV/0! | 1 | #DIV/0! | #DIV/0! | #DIV/0! | #DIV/0! | 0 | 0 | 0 | 1 | FALSE | FALSE | #DIV/0! | #DIV/0! | #DIV/0! | #DIV/0! | #DIV/0! | #DIV/0! | 1 | #DIV/0! | #DIV/0! | #DIV/0! | #DIV/0! | #DIV/0! | #DIV/0! | #DIV/0! | #DIV/0! | #DIV/0! | #DIV/0! | #DIV/0! | 1 | #DIV/0! | 1 | #DIV/0!
#DIV/0! | #DIV/0! | #DIV/0! | #DIV/0! | #DIV/0! | #DIV/0! |  | 0 | 0 | 0 |  | 2 | #DIV/0! | #DIV/0! | #DIV/0! | #DIV/0! | #DIV/0! | #DIV/0! | #DIV/0! | #DIV/0! | #DIV/0! | #DIV/0! | 1 | #DIV/0! | #DIV/0! | #DIV/0! | #DIV/0! | 0 | 0 | 0 | 1 | FALSE | FALSE | #DIV/0! | #DIV/0! | #DIV/0! | #DIV/0! | #DIV/0! | #DIV/0! | 1 | #DIV/0! | #DIV/0! | #DIV/0! | #DIV/0! | #DIV/0! | #DIV/0! | #DIV/0! | #DIV/0! | #DIV/0! | #DIV/0! | #DIV/0! | 1 | #DIV/0! | 1 | #DIV/0!
#DIV/0! | #DIV/0! | #DIV/0! | #DIV/0! | #DIV/0! | #DIV/0! |  | 0 | 0 | 0 |  | 2 | #DIV/0! | #DIV/0! | #DIV/0! | #DIV/0! | #DIV/0! | #DIV/0! | #DIV/0! | #DIV/0! | #DIV/0! | #DIV/0! | 1 | #DIV/0! | #DIV/0! | #DIV/0! | #DIV/0! | 0 | 0 | 0 | 1 | FALSE | FALSE | #DIV/0! | #DIV/0! | #DIV/0! | #DIV/0! | #DIV/0! | #DIV/0! | 1 | #DIV/0! | #DIV/0! | #DIV/0! | #DIV/0! | #DIV/0! | #DIV/0! | #DIV/0! | #DIV/0! | #DIV/0! | #DIV/0! | #DIV/0! | 1 | #DIV/0! | 1 | #DIV/0!
#DIV/0! | #DIV/0! | #DIV/0! | #DIV/0! | #DIV/0! | #DIV/0! |  | 0 | 0 | 0 |  | 2 | #DIV/0! | #DIV/0! | #DIV/0! | #DIV/0! | #DIV/0! | #DIV/0! | #DIV/0! | #DIV/0! | #DIV/0! | #DIV/0! | 1 | #DIV/0! | #DIV/0! | #DIV/0! | #DIV/0! | 0 | 0 | 0 | 1 | FALSE | FALSE | #DIV/0! | #DIV/0! | #DIV/0! | #DIV/0! | #DIV/0! | #DIV/0! | 1 | #DIV/0! | #DIV/0! | #DIV/0! | #DIV/0! | #DIV/0! | #DIV/0! | #DIV/0! | #DIV/0! | #DIV/0! | #DIV/0! | #DIV/0! | 1 | #DIV/0! | 1 | #DIV/0!
#DIV/0! | #DIV/0! | #DIV/0! | #DIV/0! | #DIV/0! | #DIV/0! |  | 0 | 0 | 0 |  | 2 | #DIV/0! | #DIV/0! | #DIV/0! | #DIV/0! | #DIV/0! | #DIV/0! | #DIV/0! | #DIV/0! | #DIV/0! | #DIV/0! | 1 | #DIV/0! | #DIV/0! | #DIV/0! | #DIV/0! | 0 | 0 | 0 | 1 | FALSE | FALSE | #DIV/0! | #DIV/0! | #DIV/0! | #DIV/0! | #DIV/0! | #DIV/0! | 1 | #DIV/0! | #DIV/0! | #DIV/0! | #DIV/0! | #DIV/0! | #DIV/0! | #DIV/0! | #DIV/0! | #DIV/0! | #DIV/0! | #DIV/0! | 1 | #DIV/0! | 1 | #DIV/0!
#DIV/0! | #DIV/0! | #DIV/0! | #DIV/0! | #DIV/0! | #DIV/0! |  | 0 | 0 | 0 |  | 2 | #DIV/0! | #DIV/0! | #DIV/0! | #DIV/0! | #DIV/0! | #DIV/0! | #DIV/0! | #DIV/0! | #DIV/0! | #DIV/0! | 1 | #DIV/0! | #DIV/0! | #DIV/0! | #DIV/0! | 0 | 0 | 0 | 1 | FALSE | FALSE | #DIV/0! | #DIV/0! | #DIV/0! | #DIV/0! | #DIV/0! | #DIV/0! | 1 | #DIV/0! | #DIV/0! | #DIV/0! | #DIV/0! | #DIV/0! | #DIV/0! | #DIV/0! | #DIV/0! | #DIV/0! | #DIV/0! | #DIV/0! | 1 | #DIV/0! | 1 | #DIV/0!
#DIV/0! | #DIV/0! | #DIV/0! | #DIV/0! | #DIV/0! | #DIV/0! |  | 0 | 0 | 0 |  | 2 | #DIV/0! | #DIV/0! | #DIV/0! | #DIV/0! | #DIV/0! | #DIV/0! | #DIV/0! | #DIV/0! | #DIV/0! | #DIV/0! | 1 | #DIV/0! | #DIV/0! | #DIV/0! | #DIV/0! | 0 | 0 | 0 | 1 | FALSE | FALSE | #DIV/0! | #DIV/0! | #DIV/0! | #DIV/0! | #DIV/0! | #DIV/0! | 1 | #DIV/0! | #DIV/0! | #DIV/0! | #DIV/0! | #DIV/0! | #DIV/0! | #DIV/0! | #DIV/0! | #DIV/0! | #DIV/0! | #DIV/0! | 1 | #DIV/0! | 1 | #DIV/0!
#DIV/0! | #DIV/0! | #DIV/0! | #DIV/0! | #DIV/0! | #DIV/0! |  | 0 | 0 | 0 |  | 2 | #DIV/0! | #DIV/0! | #DIV/0! | #DIV/0! | #DIV/0! | #DIV/0! | #DIV/0! | #DIV/0! | #DIV/0! | #DIV/0! | 1 | #DIV/0! | #DIV/0! | #DIV/0! | #DIV/0! | 0 | 0 | 0 | 1 | FALSE | FALSE | #DIV/0! | #DIV/0! | #DIV/0! | #DIV/0! | #DIV/0! | #DIV/0! | 1 | #DIV/0! | #DIV/0! | #DIV/0! | #DIV/0! | #DIV/0! | #DIV/0! | #DIV/0! | #DIV/0! | #DIV/0! | #DIV/0! | #DIV/0! | 1 | #DIV/0! | 1 | #DIV/0!
#DIV/0! | #DIV/0! | #DIV/0! | #DIV/0! | #DIV/0! | #DIV/0! |  | 0 | 0 | 0 |  | 2 | #DIV/0! | #DIV/0! | #DIV/0! | #DIV/0! | #DIV/0! | #DIV/0! | #DIV/0! | #DIV/0! | #DIV/0! | #DIV/0! | 1 | #DIV/0! | #DIV/0! | #DIV/0! | #DIV/0! | 0 | 0 | 0 | 1 | FALSE | FALSE | #DIV/0! | #DIV/0! | #DIV/0! | #DIV/0! | #DIV/0! | #DIV/0! | 1 | #DIV/0! | #DIV/0! | #DIV/0! | #DIV/0! | #DIV/0! | #DIV/0! | #DIV/0! | #DIV/0! | #DIV/0! | #DIV/0! | #DIV/0! | 1 | #DIV/0! | 1 | #DIV/0!
#DIV/0! | #DIV/0! | #DIV/0! | #DIV/0! | #DIV/0! | #DIV/0! |  | 0 | 0 | 0 |  | 2 | #DIV/0! | #DIV/0! | #DIV/0! | #DIV/0! | #DIV/0! | #DIV/0! | #DIV/0! | #DIV/0! | #DIV/0! | #DIV/0! | 1 | #DIV/0! | #DIV/0! | #DIV/0! | #DIV/0! | 0 | 0 | 0 | 1 | FALSE | FALSE | #DIV/0! | #DIV/0! | #DIV/0! | #DIV/0! | #DIV/0! | #DIV/0! | 1 | #DIV/0! | #DIV/0! | #DIV/0! | #DIV/0! | #DIV/0! | #DIV/0! | #DIV/0! | #DIV/0! | #DIV/0! | #DIV/0! | #DIV/0! | 1 | #DIV/0! | 1 | #DIV/0!
#DIV/0! | #DIV/0! | #DIV/0! | #DIV/0! | #DIV/0! | #DIV/0! |  | 0 | 0 | 0 |  | 2 | #DIV/0! | #DIV/0! | #DIV/0! | #DIV/0! | #DIV/0! | #DIV/0! | #DIV/0! | #DIV/0! | #DIV/0! | #DIV/0! | 1 | #DIV/0! | #DIV/0! | #DIV/0! | #DIV/0! | 0 | 0 | 0 | 1 | FALSE | FALSE | #DIV/0! | #DIV/0! | #DIV/0! | #DIV/0! | #DIV/0! | #DIV/0! | 1 | #DIV/0! | #DIV/0! | #DIV/0! | #DIV/0! | #DIV/0! | #DIV/0! | #DIV/0! | #DIV/0! | #DIV/0! | #DIV/0! | #DIV/0! | 1 | #DIV/0! | 1 | #DIV/0!
#DIV/0! | #DIV/0! | #DIV/0! | #DIV/0! | #DIV/0! | #DIV/0! |  | 0 | 0 | 0 |  | 2 | #DIV/0! | #DIV/0! | #DIV/0! | #DIV/0! | #DIV/0! | #DIV/0! | #DIV/0! | #DIV/0! | #DIV/0! | #DIV/0! | 1 | #DIV/0! | #DIV/0! | #DIV/0! | #DIV/0! | 0 | 0 | 0 | 1 | FALSE | FALSE | #DIV/0! | #DIV/0! | #DIV/0! | #DIV/0! | #DIV/0! | #DIV/0! | 1 | #DIV/0! | #DIV/0! | #DIV/0! | #DIV/0! | #DIV/0! | #DIV/0! | #DIV/0! | #DIV/0! | #DIV/0! | #DIV/0! | #DIV/0! | 1 | #DIV/0! | 1 | #DIV/0!
#DIV/0! | #DIV/0! | #DIV/0! | #DIV/0! | #DIV/0! | #DIV/0! |  | 0 | 0 | 0 |  | 2 | #DIV/0! | #DIV/0! | #DIV/0! | #DIV/0! | #DIV/0! | #DIV/0! | #DIV/0! | #DIV/0! | #DIV/0! | #DIV/0! | 1 | #DIV/0! | #DIV/0! | #DIV/0! | #DIV/0! | 0 | 0 | 0 | 1 | FALSE | FALSE | #DIV/0! | #DIV/0! | #DIV/0! | #DIV/0! | #DIV/0! | #DIV/0! | 1 | #DIV/0! | #DIV/0! | #DIV/0! | #DIV/0! | #DIV/0! | #DIV/0! | #DIV/0! | #DIV/0! | #DIV/0! | #DIV/0! | #DIV/0! | 1 | #DIV/0! | 1 | #DIV/0!
#DIV/0! | #DIV/0! | #DIV/0! | #DIV/0! | #DIV/0! | #DIV/0! |  | 0 | 0 | 0 |  | 2 | #DIV/0! | #DIV/0! | #DIV/0! | #DIV/0! | #DIV/0! | #DIV/0! | #DIV/0! | #DIV/0! | #DIV/0! | #DIV/0! | 1 | #DIV/0! | #DIV/0! | #DIV/0! | #DIV/0! | 0 | 0 | 0 | 1 | FALSE | FALSE | #DIV/0! | #DIV/0! | #DIV/0! | #DIV/0! | #DIV/0! | #DIV/0! | 1 | #DIV/0! | #DIV/0! | #DIV/0! | #DIV/0! | #DIV/0! | #DIV/0! | #DIV/0! | #DIV/0! | #DIV/0! | #DIV/0! | #DIV/0! | 1 | #DIV/0! | 1 | #DIV/0!
#DIV/0! | #DIV/0! | #DIV/0! | #DIV/0! | #DIV/0! | #DIV/0! |  | 0 | 0 | 0 |  | 2 | #DIV/0! | #DIV/0! | #DIV/0! | #DIV/0! | #DIV/0! | #DIV/0! | #DIV/0! | #DIV/0! | #DIV/0! | #DIV/0! | 1 | #DIV/0! | #DIV/0! | #DIV/0! | #DIV/0! | 0 | 0 | 0 | 1 | FALSE | FALSE | #DIV/0! | #DIV/0! | #DIV/0! | #DIV/0! | #DIV/0! | #DIV/0! | 1 | #DIV/0! | #DIV/0! | #DIV/0! | #DIV/0! | #DIV/0! | #DIV/0! | #DIV/0! | #DIV/0! | #DIV/0! | #DIV/0! | #DIV/0! | 1 | #DIV/0! | 1 | #DIV/0!
#DIV/0! | #DIV/0! | #DIV/0! | #DIV/0! | #DIV/0! | #DIV/0! |  | 0 | 0 | 0 |  | 2 | #DIV/0! | #DIV/0! | #DIV/0! | #DIV/0! | #DIV/0! | #DIV/0! | #DIV/0! | #DIV/0! | #DIV/0! | #DIV/0! | 1 | #DIV/0! | #DIV/0! | #DIV/0! | #DIV/0! | 0 | 0 | 0 | 1 | FALSE | FALSE | #DIV/0! | #DIV/0! | #DIV/0! | #DIV/0! | #DIV/0! | #DIV/0! | 1 | #DIV/0! | #DIV/0! | #DIV/0! | #DIV/0! | #DIV/0! | #DIV/0! | #DIV/0! | #DIV/0! | #DIV/0! | #DIV/0! | #DIV/0! | 1 | #DIV/0! | 1 | #DIV/0!
#DIV/0! | #DIV/0! | #DIV/0! | #DIV/0! | #DIV/0! | #DIV/0! |  | 0 | 0 | 0 |  | 2 | #DIV/0! | #DIV/0! | #DIV/0! | #DIV/0! | #DIV/0! | #DIV/0! | #DIV/0! | #DIV/0! | #DIV/0! | #DIV/0! | 1 | #DIV/0! | #DIV/0! | #DIV/0! | #DIV/0! | 0 | 0 | 0 | 1 | FALSE | FALSE | #DIV/0! | #DIV/0! | #DIV/0! | #DIV/0! | #DIV/0! | #DIV/0! | 1 | #DIV/0! | #DIV/0! | #DIV/0! | #DIV/0! | #DIV/0! | #DIV/0! | #DIV/0! | #DIV/0! | #DIV/0! | #DIV/0! | #DIV/0! | 1 | #DIV/0! | 1 | #DIV/0!
#DIV/0! | #DIV/0! | #DIV/0! | #DIV/0! | #DIV/0! | #DIV/0! |  | 0 | 0 | 0 |  | 2 | #DIV/0! | #DIV/0! | #DIV/0! | #DIV/0! | #DIV/0! | #DIV/0! | #DIV/0! | #DIV/0! | #DIV/0! | #DIV/0! | 1 | #DIV/0! | #DIV/0! | #DIV/0! | #DIV/0! | 0 | 0 | 0 | 1 | FALSE | FALSE | #DIV/0! | #DIV/0! | #DIV/0! | #DIV/0! | #DIV/0! | #DIV/0! | 1 | #DIV/0! | #DIV/0! | #DIV/0! | #DIV/0! | #DIV/0! | #DIV/0! | #DIV/0! | #DIV/0! | #DIV/0! | #DIV/0! | #DIV/0! | 1 | #DIV/0! | 1 | #DIV/0!
#DIV/0! | #DIV/0! | #DIV/0! | #DIV/0! | #DIV/0! | #DIV/0! |  | 0 | 0 | 0 |  | 2 | #DIV/0! | #DIV/0! | #DIV/0! | #DIV/0! | #DIV/0! | #DIV/0! | #DIV/0! | #DIV/0! | #DIV/0! | #DIV/0! | 1 | #DIV/0! | #DIV/0! | #DIV/0! | #DIV/0! | 0 | 0 | 0 | 1 | FALSE | FALSE | #DIV/0! | #DIV/0! | #DIV/0! | #DIV/0! | #DIV/0! | #DIV/0! | 1 | #DIV/0! | #DIV/0! | #DIV/0! | #DIV/0! | #DIV/0! | #DIV/0! | #DIV/0! | #DIV/0! | #DIV/0! | #DIV/0! | #DIV/0! | 1 | #DIV/0! | 1 | #DIV/0!
#DIV/0! | #DIV/0! | #DIV/0! | #DIV/0! | #DIV/0! | #DIV/0! |  | 0 | 0 | 0 |  | 2 | #DIV/0! | #DIV/0! | #DIV/0! | #DIV/0! | #DIV/0! | #DIV/0! | #DIV/0! | #DIV/0! | #DIV/0! | #DIV/0! | 1 | #DIV/0! | #DIV/0! | #DIV/0! | #DIV/0! | 0 | 0 | 0 | 1 | FALSE | FALSE | #DIV/0! | #DIV/0! | #DIV/0! | #DIV/0! | #DIV/0! | #DIV/0! | 1 | #DIV/0! | #DIV/0! | #DIV/0! | #DIV/0! | #DIV/0! | #DIV/0! | #DIV/0! | #DIV/0! | #DIV/0! | #DIV/0! | #DIV/0! | 1 | #DIV/0! | 1 | #DIV/0!
#DIV/0! | #DIV/0! | #DIV/0! | #DIV/0! | #DIV/0! | #DIV/0! |  | 0 | 0 | 0 |  | 2 | #DIV/0! | #DIV/0! | #DIV/0! | #DIV/0! | #DIV/0! | #DIV/0! | #DIV/0! | #DIV/0! | #DIV/0! | #DIV/0! | 1 | #DIV/0! | #DIV/0! | #DIV/0! | #DIV/0! | 0 | 0 | 0 | 1 | FALSE | FALSE | #DIV/0! | #DIV/0! | #DIV/0! | #DIV/0! | #DIV/0! | #DIV/0! | 1 | #DIV/0! | #DIV/0! | #DIV/0! | #DIV/0! | #DIV/0! | #DIV/0! | #DIV/0! | #DIV/0! | #DIV/0! | #DIV/0! | #DIV/0! | 1 | #DIV/0! | 1 | #DIV/0!
#DIV/0! | #DIV/0! | #DIV/0! | #DIV/0! | #DIV/0! | #DIV/0! |  | 0 | 0 | 0 |  | 2 | #DIV/0! | #DIV/0! | #DIV/0! | #DIV/0! | #DIV/0! | #DIV/0! | #DIV/0! | #DIV/0! | #DIV/0! | #DIV/0! | 1 | #DIV/0! | #DIV/0! | #DIV/0! | #DIV/0! | 0 | 0 | 0 | 1 | FALSE | FALSE | #DIV/0! | #DIV/0! | #DIV/0! | #DIV/0! | #DIV/0! | #DIV/0! | 1 | #DIV/0! | #DIV/0! | #DIV/0! | #DIV/0! | #DIV/0! | #DIV/0! | #DIV/0! | #DIV/0! | #DIV/0! | #DIV/0! | #DIV/0! | 1 | #DIV/0! | 1 | #DIV/0!
#DIV/0! | #DIV/0! | #DIV/0! | #DIV/0! | #DIV/0! | #DIV/0! |  | 0 | 0 | 0 |  | 2 | #DIV/0! | #DIV/0! | #DIV/0! | #DIV/0! | #DIV/0! | #DIV/0! | #DIV/0! | #DIV/0! | #DIV/0! | #DIV/0! | 1 | #DIV/0! | #DIV/0! | #DIV/0! | #DIV/0! | 0 | 0 | 0 | 1 | FALSE | FALSE | #DIV/0! | #DIV/0! | #DIV/0! | #DIV/0! | #DIV/0! | #DIV/0! | 1 | #DIV/0! | #DIV/0! | #DIV/0! | #DIV/0! | #DIV/0! | #DIV/0! | #DIV/0! | #DIV/0! | #DIV/0! | #DIV/0! | #DIV/0! | 1 | #DIV/0! | 1 | #DIV/0!
#DIV/0! | #DIV/0! | #DIV/0! | #DIV/0! | #DIV/0! | #DIV/0! |  | 0 | 0 | 0 |  | 2 | #DIV/0! | #DIV/0! | #DIV/0! | #DIV/0! | #DIV/0! | #DIV/0! | #DIV/0! | #DIV/0! | #DIV/0! | #DIV/0! | 1 | #DIV/0! | #DIV/0! | #DIV/0! | #DIV/0! | 0 | 0 | 0 | 1 | FALSE | FALSE | #DIV/0! | #DIV/0! | #DIV/0! | #DIV/0! | #DIV/0! | #DIV/0! | 1 | #DIV/0! | #DIV/0! | #DIV/0! | #DIV/0! | #DIV/0! | #DIV/0! | #DIV/0! | #DIV/0! | #DIV/0! | #DIV/0! | #DIV/0! | 1 | #DIV/0! | 1 | #DIV/0!
#DIV/0! | #DIV/0! | #DIV/0! | #DIV/0! | #DIV/0! | #DIV/0! |  | 0 | 0 | 0 |  | 2 | #DIV/0! | #DIV/0! | #DIV/0! | #DIV/0! | #DIV/0! | #DIV/0! | #DIV/0! | #DIV/0! | #DIV/0! | #DIV/0! | 1 | #DIV/0! | #DIV/0! | #DIV/0! | #DIV/0! | 0 | 0 | 0 | 1 | FALSE | FALSE | #DIV/0! | #DIV/0! | #DIV/0! | #DIV/0! | #DIV/0! | #DIV/0! | 1 | #DIV/0! | #DIV/0! | #DIV/0! | #DIV/0! | #DIV/0! | #DIV/0! | #DIV/0! | #DIV/0! | #DIV/0! | #DIV/0! | #DIV/0! | 1 | #DIV/0! | 1 | #DIV/0!
#DIV/0! | #DIV/0! | #DIV/0! | #DIV/0! | #DIV/0! | #DIV/0! |  | 0 | 0 | 0 |  | 2 | #DIV/0! | #DIV/0! | #DIV/0! | #DIV/0! | #DIV/0! | #DIV/0! | #DIV/0! | #DIV/0! | #DIV/0! | #DIV/0! | 1 | #DIV/0! | #DIV/0! | #DIV/0! | #DIV/0! | 0 | 0 | 0 | 1 | FALSE | FALSE | #DIV/0! | #DIV/0! | #DIV/0! | #DIV/0! | #DIV/0! | #DIV/0! | 1 | #DIV/0! | #DIV/0! | #DIV/0! | #DIV/0! | #DIV/0! | #DIV/0! | #DIV/0! | #DIV/0! | #DIV/0! | #DIV/0! | #DIV/0! | 1 | #DIV/0! | 1 | #DIV/0!
#DIV/0! | #DIV/0! | #DIV/0! | #DIV/0! | #DIV/0! | #DIV/0! |  | 0 | 0 | 0 |  | 2 | #DIV/0! | #DIV/0! | #DIV/0! | #DIV/0! | #DIV/0! | #DIV/0! | #DIV/0! | #DIV/0! | #DIV/0! | #DIV/0! | 1 | #DIV/0! | #DIV/0! | #DIV/0! | #DIV/0! | 0 | 0 | 0 | 1 | FALSE | FALSE | #DIV/0! | #DIV/0! | #DIV/0! | #DIV/0! | #DIV/0! | #DIV/0! | 1 | #DIV/0! | #DIV/0! | #DIV/0! | #DIV/0! | #DIV/0! | #DIV/0! | #DIV/0! | #DIV/0! | #DIV/0! | #DIV/0! | #DIV/0! | 1 | #DIV/0! | 1 | #DIV/0!
#DIV/0! | #DIV/0! | #DIV/0! | #DIV/0! | #DIV/0! | #DIV/0! |  | 0 | 0 | 0 |  | 2 | #DIV/0! | #DIV/0! | #DIV/0! | #DIV/0! | #DIV/0! | #DIV/0! | #DIV/0! | #DIV/0! | #DIV/0! | #DIV/0! | 1 | #DIV/0! | #DIV/0! | #DIV/0! | #DIV/0! | 0 | 0 | 0 | 1 | FALSE | FALSE | #DIV/0! | #DIV/0! | #DIV/0! | #DIV/0! | #DIV/0! | #DIV/0! | 1 | #DIV/0! | #DIV/0! | #DIV/0! | #DIV/0! | #DIV/0! | #DIV/0! | #DIV/0! | #DIV/0! | #DIV/0! | #DIV/0! | #DIV/0! | 1 | #DIV/0! | 1 | #DIV/0!
#DIV/0! | #DIV/0! | #DIV/0! | #DIV/0! | #DIV/0! | #DIV/0! |  | 0 | 0 | 0 |  | 2 | #DIV/0! | #DIV/0! | #DIV/0! | #DIV/0! | #DIV/0! | #DIV/0! | #DIV/0! | #DIV/0! | #DIV/0! | #DIV/0! | 1 | #DIV/0! | #DIV/0! | #DIV/0! | #DIV/0! | 0 | 0 | 0 | 1 | FALSE | FALSE | #DIV/0! | #DIV/0! | #DIV/0! | #DIV/0! | #DIV/0! | #DIV/0! | 1 | #DIV/0! | #DIV/0! | #DIV/0! | #DIV/0! | #DIV/0! | #DIV/0! | #DIV/0! | #DIV/0! | #DIV/0! | #DIV/0! | #DIV/0! | 1 | #DIV/0! | 1 | #DIV/0!
#DIV/0! | #DIV/0! | #DIV/0! | #DIV/0! | #DIV/0! | #DIV/0! |  | 0 | 0 | 0 |  | 2 | #DIV/0! | #DIV/0! | #DIV/0! | #DIV/0! | #DIV/0! | #DIV/0! | #DIV/0! | #DIV/0! | #DIV/0! | #DIV/0! | 1 | #DIV/0! | #DIV/0! | #DIV/0! | #DIV/0! | 0 | 0 | 0 | 1 | FALSE | FALSE | #DIV/0! | #DIV/0! | #DIV/0! | #DIV/0! | #DIV/0! | #DIV/0! | 1 | #DIV/0! | #DIV/0! | #DIV/0! | #DIV/0! | #DIV/0! | #DIV/0! | #DIV/0! | #DIV/0! | #DIV/0! | #DIV/0! | #DIV/0! | 1 | #DIV/0! | 1 | #DIV/0!
#DIV/0! | #DIV/0! | #DIV/0! | #DIV/0! | #DIV/0! | #DIV/0! |  | 0 | 0 | 0 |  | 2 | #DIV/0! | #DIV/0! | #DIV/0! | #DIV/0! | #DIV/0! | #DIV/0! | #DIV/0! | #DIV/0! | #DIV/0! | #DIV/0! | 1 | #DIV/0! | #DIV/0! | #DIV/0! | #DIV/0! | 0 | 0 | 0 | 1 | FALSE | FALSE | #DIV/0! | #DIV/0! | #DIV/0! | #DIV/0! | #DIV/0! | #DIV/0! | 1 | #DIV/0! | #DIV/0! | #DIV/0! | #DIV/0! | #DIV/0! | #DIV/0! | #DIV/0! | #DIV/0! | #DIV/0! | #DIV/0! | #DIV/0! | 1 | #DIV/0! | 1 | #DIV/0!
#DIV/0! | #DIV/0! | #DIV/0! | #DIV/0! | #DIV/0! | #DIV/0! |  | 0 | 0 | 0 |  | 2 | #DIV/0! | #DIV/0! | #DIV/0! | #DIV/0! | #DIV/0! | #DIV/0! | #DIV/0! | #DIV/0! | #DIV/0! | #DIV/0! | 1 | #DIV/0! | #DIV/0! | #DIV/0! | #DIV/0! | 0 | 0 | 0 | 1 | FALSE | FALSE | #DIV/0! | #DIV/0! | #DIV/0! | #DIV/0! | #DIV/0! | #DIV/0! | 1 | #DIV/0! | #DIV/0! | #DIV/0! | #DIV/0! | #DIV/0! | #DIV/0! | #DIV/0! | #DIV/0! | #DIV/0! | #DIV/0! | #DIV/0! | 1 | #DIV/0! | 1 | #DIV/0!
#DIV/0! | #DIV/0! | #DIV/0! | #DIV/0! | #DIV/0! | #DIV/0! |  | 0 | 0 | 0 |  | 2 | #DIV/0! | #DIV/0! | #DIV/0! | #DIV/0! | #DIV/0! | #DIV/0! | #DIV/0! | #DIV/0! | #DIV/0! | #DIV/0! | 1 | #DIV/0! | #DIV/0! | #DIV/0! | #DIV/0! | 0 | 0 | 0 | 1 | FALSE | FALSE | #DIV/0! | #DIV/0! | #DIV/0! | #DIV/0! | #DIV/0! | #DIV/0! | 1 | #DIV/0! | #DIV/0! | #DIV/0! | #DIV/0! | #DIV/0! | #DIV/0! | #DIV/0! | #DIV/0! | #DIV/0! | #DIV/0! | #DIV/0! | 1 | #DIV/0! | 1 | #DIV/0!
#DIV/0! | #DIV/0! | #DIV/0! | #DIV/0! | #DIV/0! | #DIV/0! |  | 0 | 0 | 0 |  | 2 | #DIV/0! | #DIV/0! | #DIV/0! | #DIV/0! | #DIV/0! | #DIV/0! | #DIV/0! | #DIV/0! | #DIV/0! | #DIV/0! | 1 | #DIV/0! | #DIV/0! | #DIV/0! | #DIV/0! | 0 | 0 | 0 | 1 | FALSE | FALSE | #DIV/0! | #DIV/0! | #DIV/0! | #DIV/0! | #DIV/0! | #DIV/0! | 1 | #DIV/0! | #DIV/0! | #DIV/0! | #DIV/0! | #DIV/0! | #DIV/0! | #DIV/0! | #DIV/0! | #DIV/0! | #DIV/0! | #DIV/0! | 1 | #DIV/0! | 1 | #DIV/0!
#DIV/0! | #DIV/0! | #DIV/0! | #DIV/0! | #DIV/0! | #DIV/0! |  | 0 | 0 | 0 |  | 2 | #DIV/0! | #DIV/0! | #DIV/0! | #DIV/0! | #DIV/0! | #DIV/0! | #DIV/0! | #DIV/0! | #DIV/0! | #DIV/0! | 1 | #DIV/0! | #DIV/0! | #DIV/0! | #DIV/0! | 0 | 0 | 0 | 1 | FALSE | FALSE | #DIV/0! | #DIV/0! | #DIV/0! | #DIV/0! | #DIV/0! | #DIV/0! | 1 | #DIV/0! | #DIV/0! | #DIV/0! | #DIV/0! | #DIV/0! | #DIV/0! | #DIV/0! | #DIV/0! | #DIV/0! | #DIV/0! | #DIV/0! | 1 | #DIV/0! | 1 | #DIV/0!
#DIV/0! | #DIV/0! | #DIV/0! | #DIV/0! | #DIV/0! | #DIV/0! |  | 0 | 0 | 0 |  | 2 | #DIV/0! | #DIV/0! | #DIV/0! | #DIV/0! | #DIV/0! | #DIV/0! | #DIV/0! | #DIV/0! | #DIV/0! | #DIV/0! | 1 | #DIV/0! | #DIV/0! | #DIV/0! | #DIV/0! | 0 | 0 | 0 | 1 | FALSE | FALSE | #DIV/0! | #DIV/0! | #DIV/0! | #DIV/0! | #DIV/0! | #DIV/0! | 1 | #DIV/0! | #DIV/0! | #DIV/0! | #DIV/0! | #DIV/0! | #DIV/0! | #DIV/0! | #DIV/0! | #DIV/0! | #DIV/0! | #DIV/0! | 1 | #DIV/0! | 1 | #DIV/0!
#DIV/0! | #DIV/0! | #DIV/0! | #DIV/0! | #DIV/0! | #DIV/0! |  | 0 | 0 | 0 |  | 2 | #DIV/0! | #DIV/0! | #DIV/0! | #DIV/0! | #DIV/0! | #DIV/0! | #DIV/0! | #DIV/0! | #DIV/0! | #DIV/0! | 1 | #DIV/0! | #DIV/0! | #DIV/0! | #DIV/0! | 0 | 0 | 0 | 1 | FALSE | FALSE | #DIV/0! | #DIV/0! | #DIV/0! | #DIV/0! | #DIV/0! | #DIV/0! | 1 | #DIV/0! | #DIV/0! | #DIV/0! | #DIV/0! | #DIV/0! | #DIV/0! | #DIV/0! | #DIV/0! | #DIV/0! | #DIV/0! | #DIV/0! | 1 | #DIV/0! | 1 | #DIV/0!
#DIV/0! | #DIV/0! | #DIV/0! | #DIV/0! | #DIV/0! | #DIV/0! |  | 0 | 0 | 0 |  | 2 | #DIV/0! | #DIV/0! | #DIV/0! | #DIV/0! | #DIV/0! | #DIV/0! | #DIV/0! | #DIV/0! | #DIV/0! | #DIV/0! | 1 | #DIV/0! | #DIV/0! | #DIV/0! | #DIV/0! | 0 | 0 | 0 | 1 | FALSE | FALSE | #DIV/0! | #DIV/0! | #DIV/0! | #DIV/0! | #DIV/0! | #DIV/0! | 1 | #DIV/0! | #DIV/0! | #DIV/0! | #DIV/0! | #DIV/0! | #DIV/0! | #DIV/0! | #DIV/0! | #DIV/0! | #DIV/0! | #DIV/0! | 1 | #DIV/0! | 1 | #DIV/0!
#DIV/0! | #DIV/0! | #DIV/0! | #DIV/0! | #DIV/0! | #DIV/0! |  | 0 | 0 | 0 |  | 2 | #DIV/0! | #DIV/0! | #DIV/0! | #DIV/0! | #DIV/0! | #DIV/0! | #DIV/0! | #DIV/0! | #DIV/0! | #DIV/0! | 1 | #DIV/0! | #DIV/0! | #DIV/0! | #DIV/0! | 0 | 0 | 0 | 1 | FALSE | FALSE | #DIV/0! | #DIV/0! | #DIV/0! | #DIV/0! | #DIV/0! | #DIV/0! | 1 | #DIV/0! | #DIV/0! | #DIV/0! | #DIV/0! | #DIV/0! | #DIV/0! | #DIV/0! | #DIV/0! | #DIV/0! | #DIV/0! | #DIV/0! | 1 | #DIV/0! | 1 | #DIV/0!
#DIV/0! | #DIV/0! | #DIV/0! | #DIV/0! | #DIV/0! | #DIV/0! |  | 0 | 0 | 0 |  | 2 | #DIV/0! | #DIV/0! | #DIV/0! | #DIV/0! | #DIV/0! | #DIV/0! | #DIV/0! | #DIV/0! | #DIV/0! | #DIV/0! | 1 | #DIV/0! | #DIV/0! | #DIV/0! | #DIV/0! | 0 | 0 | 0 | 1 | FALSE | FALSE | #DIV/0! | #DIV/0! | #DIV/0! | #DIV/0! | #DIV/0! | #DIV/0! | 1 | #DIV/0! | #DIV/0! | #DIV/0! | #DIV/0! | #DIV/0! | #DIV/0! | #DIV/0! | #DIV/0! | #DIV/0! | #DIV/0! | #DIV/0! | 1 | #DIV/0! | 1 | #DIV/0!
#DIV/0! | #DIV/0! | #DIV/0! | #DIV/0! | #DIV/0! | #DIV/0! |  | 0 | 0 | 0 |  | 2 | #DIV/0! | #DIV/0! | #DIV/0! | #DIV/0! | #DIV/0! | #DIV/0! | #DIV/0! | #DIV/0! | #DIV/0! | #DIV/0! | 1 | #DIV/0! | #DIV/0! | #DIV/0! | #DIV/0! | 0 | 0 | 0 | 1 | FALSE | FALSE | #DIV/0! | #DIV/0! | #DIV/0! | #DIV/0! | #DIV/0! | #DIV/0! | 1 | #DIV/0! | #DIV/0! | #DIV/0! | #DIV/0! | #DIV/0! | #DIV/0! | #DIV/0! | #DIV/0! | #DIV/0! | #DIV/0! | #DIV/0! | 1 | #DIV/0! | 1 | #DIV/0!
#DIV/0! | #DIV/0! | #DIV/0! | #DIV/0! | #DIV/0! | #DIV/0! |  | 0 | 0 | 0 |  | 2 | #DIV/0! | #DIV/0! | #DIV/0! | #DIV/0! | #DIV/0! | #DIV/0! | #DIV/0! | #DIV/0! | #DIV/0! | #DIV/0! | 1 | #DIV/0! | #DIV/0! | #DIV/0! | #DIV/0! | 0 | 0 | 0 | 1 | FALSE | FALSE | #DIV/0! | #DIV/0! | #DIV/0! | #DIV/0! | #DIV/0! | #DIV/0! | 1 | #DIV/0! | #DIV/0! | #DIV/0! | #DIV/0! | #DIV/0! | #DIV/0! | #DIV/0! | #DIV/0! | #DIV/0! | #DIV/0! | #DIV/0! | 1 | #DIV/0! | 1 | #DIV/0!
#DIV/0! | #DIV/0! | #DIV/0! | #DIV/0! | #DIV/0! | #DIV/0! |  | 0 | 0 | 0 |  | 2 | #DIV/0! | #DIV/0! | #DIV/0! | #DIV/0! | #DIV/0! | #DIV/0! | #DIV/0! | #DIV/0! | #DIV/0! | #DIV/0! | 1 | #DIV/0! | #DIV/0! | #DIV/0! | #DIV/0! | 0 | 0 | 0 | 1 | FALSE | FALSE | #DIV/0! | #DIV/0! | #DIV/0! | #DIV/0! | #DIV/0! | #DIV/0! | 1 | #DIV/0! | #DIV/0! | #DIV/0! | #DIV/0! | #DIV/0! | #DIV/0! | #DIV/0! | #DIV/0! | #DIV/0! | #DIV/0! | #DIV/0! | 1 | #DIV/0! | 1 | #DIV/0!
#DIV/0! | #DIV/0! | #DIV/0! | #DIV/0! | #DIV/0! | #DIV/0! |  | 0 | 0 | 0 |  | 2 | #DIV/0! | #DIV/0! | #DIV/0! | #DIV/0! | #DIV/0! | #DIV/0! | #DIV/0! | #DIV/0! | #DIV/0! | #DIV/0! | 1 | #DIV/0! | #DIV/0! | #DIV/0! | #DIV/0! | 0 | 0 | 0 | 1 | FALSE | FALSE | #DIV/0! | #DIV/0! | #DIV/0! | #DIV/0! | #DIV/0! | #DIV/0! | 1 | #DIV/0! | #DIV/0! | #DIV/0! | #DIV/0! | #DIV/0! | #DIV/0! | #DIV/0! | #DIV/0! | #DIV/0! | #DIV/0! | #DIV/0! | 1 | #DIV/0! | 1 | #DIV/0!
#DIV/0! | #DIV/0! | #DIV/0! | #DIV/0! | #DIV/0! | #DIV/0! |  | 0 | 0 | 0 |  | 2 | #DIV/0! | #DIV/0! | #DIV/0! | #DIV/0! | #DIV/0! | #DIV/0! | #DIV/0! | #DIV/0! | #DIV/0! | #DIV/0! | 1 | #DIV/0! | #DIV/0! | #DIV/0! | #DIV/0! | 0 | 0 | 0 | 1 | FALSE | FALSE | #DIV/0! | #DIV/0! | #DIV/0! | #DIV/0! | #DIV/0! | #DIV/0! | 1 | #DIV/0! | #DIV/0! | #DIV/0! | #DIV/0! | #DIV/0! | #DIV/0! | #DIV/0! | #DIV/0! | #DIV/0! | #DIV/0! | #DIV/0! | 1 | #DIV/0! | 1 | #DIV/0!
#DIV/0! | #DIV/0! | #DIV/0! | #DIV/0! | #DIV/0! | #DIV/0! |  | 0 | 0 | 0 |  | 2 | #DIV/0! | #DIV/0! | #DIV/0! | #DIV/0! | #DIV/0! | #DIV/0! | #DIV/0! | #DIV/0! | #DIV/0! | #DIV/0! | 1 | #DIV/0! | #DIV/0! | #DIV/0! | #DIV/0! | 0 | 0 | 0 | 1 | FALSE | FALSE | #DIV/0! | #DIV/0! | #DIV/0! | #DIV/0! | #DIV/0! | #DIV/0! | 1 | #DIV/0! | #DIV/0! | #DIV/0! | #DIV/0! | #DIV/0! | #DIV/0! | #DIV/0! | #DIV/0! | #DIV/0! | #DIV/0! | #DIV/0! | 1 | #DIV/0! | 1 | #DIV/0!
#DIV/0! | #DIV/0! | #DIV/0! | #DIV/0! | #DIV/0! | #DIV/0! |  | 0 | 0 | 0 |  | 2 | #DIV/0! | #DIV/0! | #DIV/0! | #DIV/0! | #DIV/0! | #DIV/0! | #DIV/0! | #DIV/0! | #DIV/0! | #DIV/0! | 1 | #DIV/0! | #DIV/0! | #DIV/0! | #DIV/0! | 0 | 0 | 0 | 1 | FALSE | FALSE | #DIV/0! | #DIV/0! | #DIV/0! | #DIV/0! | #DIV/0! | #DIV/0! | 1 | #DIV/0! | #DIV/0! | #DIV/0! | #DIV/0! | #DIV/0! | #DIV/0! | #DIV/0! | #DIV/0! | #DIV/0! | #DIV/0! | #DIV/0! | 1 | #DIV/0! | 1 | #DIV/0!
#DIV/0! | #DIV/0! | #DIV/0! | #DIV/0! | #DIV/0! | #DIV/0! |  | 0 | 0 | 0 |  | 2 | #DIV/0! | #DIV/0! | #DIV/0! | #DIV/0! | #DIV/0! | #DIV/0! | #DIV/0! | #DIV/0! | #DIV/0! | #DIV/0! | 1 | #DIV/0! | #DIV/0! | #DIV/0! | #DIV/0! | 0 | 0 | 0 | 1 | FALSE | FALSE | #DIV/0! | #DIV/0! | #DIV/0! | #DIV/0! | #DIV/0! | #DIV/0! | 1 | #DIV/0! | #DIV/0! | #DIV/0! | #DIV/0! | #DIV/0! | #DIV/0! | #DIV/0! | #DIV/0! | #DIV/0! | #DIV/0! | #DIV/0! | 1 | #DIV/0! | 1 | #DIV/0!
| 3 | Reihe stehender Module
#DIV/0! | #DIV/0! | #DIV/0! | #DIV/0! | #DIV/0! | #DIV/0! |  | 0 | 0 | 0 |  | 3 | #DIV/0! | #DIV/0! | #DIV/0! | #DIV/0! | #DIV/0! | #DIV/0! | #DIV/0! | #DIV/0! | #DIV/0! | #DIV/0! | 1 | #DIV/0! | #DIV/0! | #DIV/0! | #DIV/0! | 0 | 0 | 0 | 1 | FALSE | FALSE | #DIV/0! | #DIV/0! | #DIV/0! | #DIV/0! | #DIV/0! | #DIV/0! | 1 | #DIV/0! | #DIV/0! | #DIV/0! | #DIV/0! | #DIV/0! | #DIV/0! | #DIV/0! | #DIV/0! | #DIV/0! | #DIV/0! | #DIV/0! | 1 | #DIV/0! | 1 | #DIV/0!
#DIV/0! | #DIV/0! | #DIV/0! | #DIV/0! | #DIV/0! | #DIV/0! |  | 0 | 0 | 0 |  | 3 | #DIV/0! | #DIV/0! | #DIV/0! | #DIV/0! | #DIV/0! | #DIV/0! | #DIV/0! | #DIV/0! | #DIV/0! | #DIV/0! | 1 | #DIV/0! | #DIV/0! | #DIV/0! | #DIV/0! | 0 | 0 | 0 | 1 | FALSE | FALSE | #DIV/0! | #DIV/0! | #DIV/0! | #DIV/0! | #DIV/0! | #DIV/0! | 1 | #DIV/0! | #DIV/0! | #DIV/0! | #DIV/0! | #DIV/0! | #DIV/0! | #DIV/0! | #DIV/0! | #DIV/0! | #DIV/0! | #DIV/0! | 1 | #DIV/0! | 1 | #DIV/0!
#DIV/0! | #DIV/0! | #DIV/0! | #DIV/0! | #DIV/0! | #DIV/0! |  | 0 | 0 | 0 |  | 3 | #DIV/0! | #DIV/0! | #DIV/0! | #DIV/0! | #DIV/0! | #DIV/0! | #DIV/0! | #DIV/0! | #DIV/0! | #DIV/0! | 1 | #DIV/0! | #DIV/0! | #DIV/0! | #DIV/0! | 0 | 0 | 0 | 1 | FALSE | FALSE | #DIV/0! | #DIV/0! | #DIV/0! | #DIV/0! | #DIV/0! | #DIV/0! | 1 | #DIV/0! | #DIV/0! | #DIV/0! | #DIV/0! | #DIV/0! | #DIV/0! | #DIV/0! | #DIV/0! | #DIV/0! | #DIV/0! | #DIV/0! | 1 | #DIV/0! | 1 | #DIV/0!
#DIV/0! | #DIV/0! | #DIV/0! | #DIV/0! | #DIV/0! | #DIV/0! |  | 0 | 0 | 0 |  | 3 | #DIV/0! | #DIV/0! | #DIV/0! | #DIV/0! | #DIV/0! | #DIV/0! | #DIV/0! | #DIV/0! | #DIV/0! | #DIV/0! | 1 | #DIV/0! | #DIV/0! | #DIV/0! | #DIV/0! | 0 | 0 | 0 | 1 | FALSE | FALSE | #DIV/0! | #DIV/0! | #DIV/0! | #DIV/0! | #DIV/0! | #DIV/0! | 1 | #DIV/0! | #DIV/0! | #DIV/0! | #DIV/0! | #DIV/0! | #DIV/0! | #DIV/0! | #DIV/0! | #DIV/0! | #DIV/0! | #DIV/0! | 1 | #DIV/0! | 1 | #DIV/0!
#DIV/0! | #DIV/0! | #DIV/0! | #DIV/0! | #DIV/0! | #DIV/0! |  | 0 | 0 | 0 |  | 3 | #DIV/0! | #DIV/0! | #DIV/0! | #DIV/0! | #DIV/0! | #DIV/0! | #DIV/0! | #DIV/0! | #DIV/0! | #DIV/0! | 1 | #DIV/0! | #DIV/0! | #DIV/0! | #DIV/0! | 0 | 0 | 0 | 1 | FALSE | FALSE | #DIV/0! | #DIV/0! | #DIV/0! | #DIV/0! | #DIV/0! | #DIV/0! | 1 | #DIV/0! | #DIV/0! | #DIV/0! | #DIV/0! | #DIV/0! | #DIV/0! | #DIV/0! | #DIV/0! | #DIV/0! | #DIV/0! | #DIV/0! | 1 | #DIV/0! | 1 | #DIV/0!
#DIV/0! | #DIV/0! | #DIV/0! | #DIV/0! | #DIV/0! | #DIV/0! |  | 0 | 0 | 0 |  | 3 | #DIV/0! | #DIV/0! | #DIV/0! | #DIV/0! | #DIV/0! | #DIV/0! | #DIV/0! | #DIV/0! | #DIV/0! | #DIV/0! | 1 | #DIV/0! | #DIV/0! | #DIV/0! | #DIV/0! | 0 | 0 | 0 | 1 | FALSE | FALSE | #DIV/0! | #DIV/0! | #DIV/0! | #DIV/0! | #DIV/0! | #DIV/0! | 1 | #DIV/0! | #DIV/0! | #DIV/0! | #DIV/0! | #DIV/0! | #DIV/0! | #DIV/0! | #DIV/0! | #DIV/0! | #DIV/0! | #DIV/0! | 1 | #DIV/0! | 1 | #DIV/0!
#DIV/0! | #DIV/0! | #DIV/0! | #DIV/0! | #DIV/0! | #DIV/0! |  | 0 | 0 | 0 |  | 3 | #DIV/0! | #DIV/0! | #DIV/0! | #DIV/0! | #DIV/0! | #DIV/0! | #DIV/0! | #DIV/0! | #DIV/0! | #DIV/0! | 1 | #DIV/0! | #DIV/0! | #DIV/0! | #DIV/0! | 0 | 0 | 0 | 1 | FALSE | FALSE | #DIV/0! | #DIV/0! | #DIV/0! | #DIV/0! | #DIV/0! | #DIV/0! | 1 | #DIV/0! | #DIV/0! | #DIV/0! | #DIV/0! | #DIV/0! | #DIV/0! | #DIV/0! | #DIV/0! | #DIV/0! | #DIV/0! | #DIV/0! | 1 | #DIV/0! | 1 | #DIV/0!
#DIV/0! | #DIV/0! | #DIV/0! | #DIV/0! | #DIV/0! | #DIV/0! |  | 0 | 0 | 0 |  | 3 | #DIV/0! | #DIV/0! | #DIV/0! | #DIV/0! | #DIV/0! | #DIV/0! | #DIV/0! | #DIV/0! | #DIV/0! | #DIV/0! | 1 | #DIV/0! | #DIV/0! | #DIV/0! | #DIV/0! | 0 | 0 | 0 | 1 | FALSE | FALSE | #DIV/0! | #DIV/0! | #DIV/0! | #DIV/0! | #DIV/0! | #DIV/0! | 1 | #DIV/0! | #DIV/0! | #DIV/0! | #DIV/0! | #DIV/0! | #DIV/0! | #DIV/0! | #DIV/0! | #DIV/0! | #DIV/0! | #DIV/0! | 1 | #DIV/0! | 1 | #DIV/0!
#DIV/0! | #DIV/0! | #DIV/0! | #DIV/0! | #DIV/0! | #DIV/0! |  | 0 | 0 | 0 |  | 3 | #DIV/0! | #DIV/0! | #DIV/0! | #DIV/0! | #DIV/0! | #DIV/0! | #DIV/0! | #DIV/0! | #DIV/0! | #DIV/0! | 1 | #DIV/0! | #DIV/0! | #DIV/0! | #DIV/0! | 0 | 0 | 0 | 1 | FALSE | FALSE | #DIV/0! | #DIV/0! | #DIV/0! | #DIV/0! | #DIV/0! | #DIV/0! | 1 | #DIV/0! | #DIV/0! | #DIV/0! | #DIV/0! | #DIV/0! | #DIV/0! | #DIV/0! | #DIV/0! | #DIV/0! | #DIV/0! | #DIV/0! | 1 | #DIV/0! | 1 | #DIV/0!
#DIV/0! | #DIV/0! | #DIV/0! | #DIV/0! | #DIV/0! | #DIV/0! |  | 0 | 0 | 0 |  | 3 | #DIV/0! | #DIV/0! | #DIV/0! | #DIV/0! | #DIV/0! | #DIV/0! | #DIV/0! | #DIV/0! | #DIV/0! | #DIV/0! | 1 | #DIV/0! | #DIV/0! | #DIV/0! | #DIV/0! | 0 | 0 | 0 | 1 | FALSE | FALSE | #DIV/0! | #DIV/0! | #DIV/0! | #DIV/0! | #DIV/0! | #DIV/0! | 1 | #DIV/0! | #DIV/0! | #DIV/0! | #DIV/0! | #DIV/0! | #DIV/0! | #DIV/0! | #DIV/0! | #DIV/0! | #DIV/0! | #DIV/0! | 1 | #DIV/0! | 1 | #DIV/0!
#DIV/0! | #DIV/0! | #DIV/0! | #DIV/0! | #DIV/0! | #DIV/0! |  | 0 | 0 | 0 |  | 3 | #DIV/0! | #DIV/0! | #DIV/0! | #DIV/0! | #DIV/0! | #DIV/0! | #DIV/0! | #DIV/0! | #DIV/0! | #DIV/0! | 1 | #DIV/0! | #DIV/0! | #DIV/0! | #DIV/0! | 0 | 0 | 0 | 1 | FALSE | FALSE | #DIV/0! | #DIV/0! | #DIV/0! | #DIV/0! | #DIV/0! | #DIV/0! | 1 | #DIV/0! | #DIV/0! | #DIV/0! | #DIV/0! | #DIV/0! | #DIV/0! | #DIV/0! | #DIV/0! | #DIV/0! | #DIV/0! | #DIV/0! | 1 | #DIV/0! | 1 | #DIV/0!
#DIV/0! | #DIV/0! | #DIV/0! | #DIV/0! | #DIV/0! | #DIV/0! |  | 0 | 0 | 0 |  | 3 | #DIV/0! | #DIV/0! | #DIV/0! | #DIV/0! | #DIV/0! | #DIV/0! | #DIV/0! | #DIV/0! | #DIV/0! | #DIV/0! | 1 | #DIV/0! | #DIV/0! | #DIV/0! | #DIV/0! | 0 | 0 | 0 | 1 | FALSE | FALSE | #DIV/0! | #DIV/0! | #DIV/0! | #DIV/0! | #DIV/0! | #DIV/0! | 1 | #DIV/0! | #DIV/0! | #DIV/0! | #DIV/0! | #DIV/0! | #DIV/0! | #DIV/0! | #DIV/0! | #DIV/0! | #DIV/0! | #DIV/0! | 1 | #DIV/0! | 1 | #DIV/0!
#DIV/0! | #DIV/0! | #DIV/0! | #DIV/0! | #DIV/0! | #DIV/0! |  | 0 | 0 | 0 |  | 3 | #DIV/0! | #DIV/0! | #DIV/0! | #DIV/0! | #DIV/0! | #DIV/0! | #DIV/0! | #DIV/0! | #DIV/0! | #DIV/0! | 1 | #DIV/0! | #DIV/0! | #DIV/0! | #DIV/0! | 0 | 0 | 0 | 1 | FALSE | FALSE | #DIV/0! | #DIV/0! | #DIV/0! | #DIV/0! | #DIV/0! | #DIV/0! | 1 | #DIV/0! | #DIV/0! | #DIV/0! | #DIV/0! | #DIV/0! | #DIV/0! | #DIV/0! | #DIV/0! | #DIV/0! | #DIV/0! | #DIV/0! | 1 | #DIV/0! | 1 | #DIV/0!
#DIV/0! | #DIV/0! | #DIV/0! | #DIV/0! | #DIV/0! | #DIV/0! |  | 0 | 0 | 0 |  | 3 | #DIV/0! | #DIV/0! | #DIV/0! | #DIV/0! | #DIV/0! | #DIV/0! | #DIV/0! | #DIV/0! | #DIV/0! | #DIV/0! | 1 | #DIV/0! | #DIV/0! | #DIV/0! | #DIV/0! | 0 | 0 | 0 | 1 | FALSE | FALSE | #DIV/0! | #DIV/0! | #DIV/0! | #DIV/0! | #DIV/0! | #DIV/0! | 1 | #DIV/0! | #DIV/0! | #DIV/0! | #DIV/0! | #DIV/0! | #DIV/0! | #DIV/0! | #DIV/0! | #DIV/0! | #DIV/0! | #DIV/0! | 1 | #DIV/0! | 1 | #DIV/0!
#DIV/0! | #DIV/0! | #DIV/0! | #DIV/0! | #DIV/0! | #DIV/0! |  | 0 | 0 | 0 |  | 3 | #DIV/0! | #DIV/0! | #DIV/0! | #DIV/0! | #DIV/0! | #DIV/0! | #DIV/0! | #DIV/0! | #DIV/0! | #DIV/0! | 1 | #DIV/0! | #DIV/0! | #DIV/0! | #DIV/0! | 0 | 0 | 0 | 1 | FALSE | FALSE | #DIV/0! | #DIV/0! | #DIV/0! | #DIV/0! | #DIV/0! | #DIV/0! | 1 | #DIV/0! | #DIV/0! | #DIV/0! | #DIV/0! | #DIV/0! | #DIV/0! | #DIV/0! | #DIV/0! | #DIV/0! | #DIV/0! | #DIV/0! | 1 | #DIV/0! | 1 | #DIV/0!
#DIV/0! | #DIV/0! | #DIV/0! | #DIV/0! | #DIV/0! | #DIV/0! |  | 0 | 0 | 0 |  | 3 | #DIV/0! | #DIV/0! | #DIV/0! | #DIV/0! | #DIV/0! | #DIV/0! | #DIV/0! | #DIV/0! | #DIV/0! | #DIV/0! | 1 | #DIV/0! | #DIV/0! | #DIV/0! | #DIV/0! | 0 | 0 | 0 | 1 | FALSE | FALSE | #DIV/0! | #DIV/0! | #DIV/0! | #DIV/0! | #DIV/0! | #DIV/0! | 1 | #DIV/0! | #DIV/0! | #DIV/0! | #DIV/0! | #DIV/0! | #DIV/0! | #DIV/0! | #DIV/0! | #DIV/0! | #DIV/0! | #DIV/0! | 1 | #DIV/0! | 1 | #DIV/0!
#DIV/0! | #DIV/0! | #DIV/0! | #DIV/0! | #DIV/0! | #DIV/0! |  | 0 | 0 | 0 |  | 3 | #DIV/0! | #DIV/0! | #DIV/0! | #DIV/0! | #DIV/0! | #DIV/0! | #DIV/0! | #DIV/0! | #DIV/0! | #DIV/0! | 1 | #DIV/0! | #DIV/0! | #DIV/0! | #DIV/0! | 0 | 0 | 0 | 1 | FALSE | FALSE | #DIV/0! | #DIV/0! | #DIV/0! | #DIV/0! | #DIV/0! | #DIV/0! | 1 | #DIV/0! | #DIV/0! | #DIV/0! | #DIV/0! | #DIV/0! | #DIV/0! | #DIV/0! | #DIV/0! | #DIV/0! | #DIV/0! | #DIV/0! | 1 | #DIV/0! | 1 | #DIV/0!
#DIV/0! | #DIV/0! | #DIV/0! | #DIV/0! | #DIV/0! | #DIV/0! |  | 0 | 0 | 0 |  | 3 | #DIV/0! | #DIV/0! | #DIV/0! | #DIV/0! | #DIV/0! | #DIV/0! | #DIV/0! | #DIV/0! | #DIV/0! | #DIV/0! | 1 | #DIV/0! | #DIV/0! | #DIV/0! | #DIV/0! | 0 | 0 | 0 | 1 | FALSE | FALSE | #DIV/0! | #DIV/0! | #DIV/0! | #DIV/0! | #DIV/0! | #DIV/0! | 1 | #DIV/0! | #DIV/0! | #DIV/0! | #DIV/0! | #DIV/0! | #DIV/0! | #DIV/0! | #DIV/0! | #DIV/0! | #DIV/0! | #DIV/0! | 1 | #DIV/0! | 1 | #DIV/0!
#DIV/0! | #DIV/0! | #DIV/0! | #DIV/0! | #DIV/0! | #DIV/0! |  | 0 | 0 | 0 |  | 3 | #DIV/0! | #DIV/0! | #DIV/0! | #DIV/0! | #DIV/0! | #DIV/0! | #DIV/0! | #DIV/0! | #DIV/0! | #DIV/0! | 1 | #DIV/0! | #DIV/0! | #DIV/0! | #DIV/0! | 0 | 0 | 0 | 1 | FALSE | FALSE | #DIV/0! | #DIV/0! | #DIV/0! | #DIV/0! | #DIV/0! | #DIV/0! | 1 | #DIV/0! | #DIV/0! | #DIV/0! | #DIV/0! | #DIV/0! | #DIV/0! | #DIV/0! | #DIV/0! | #DIV/0! | #DIV/0! | #DIV/0! | 1 | #DIV/0! | 1 | #DIV/0!
#DIV/0! | #DIV/0! | #DIV/0! | #DIV/0! | #DIV/0! | #DIV/0! |  | 0 | 0 | 0 |  | 3 | #DIV/0! | #DIV/0! | #DIV/0! | #DIV/0! | #DIV/0! | #DIV/0! | #DIV/0! | #DIV/0! | #DIV/0! | #DIV/0! | 1 | #DIV/0! | #DIV/0! | #DIV/0! | #DIV/0! | 0 | 0 | 0 | 1 | FALSE | FALSE | #DIV/0! | #DIV/0! | #DIV/0! | #DIV/0! | #DIV/0! | #DIV/0! | 1 | #DIV/0! | #DIV/0! | #DIV/0! | #DIV/0! | #DIV/0! | #DIV/0! | #DIV/0! | #DIV/0! | #DIV/0! | #DIV/0! | #DIV/0! | 1 | #DIV/0! | 1 | #DIV/0!
#DIV/0! | #DIV/0! | #DIV/0! | #DIV/0! | #DIV/0! | #DIV/0! |  | 0 | 0 | 0 |  | 3 | #DIV/0! | #DIV/0! | #DIV/0! | #DIV/0! | #DIV/0! | #DIV/0! | #DIV/0! | #DIV/0! | #DIV/0! | #DIV/0! | 1 | #DIV/0! | #DIV/0! | #DIV/0! | #DIV/0! | 0 | 0 | 0 | 1 | FALSE | FALSE | #DIV/0! | #DIV/0! | #DIV/0! | #DIV/0! | #DIV/0! | #DIV/0! | 1 | #DIV/0! | #DIV/0! | #DIV/0! | #DIV/0! | #DIV/0! | #DIV/0! | #DIV/0! | #DIV/0! | #DIV/0! | #DIV/0! | #DIV/0! | 1 | #DIV/0! | 1 | #DIV/0!
#DIV/0! | #DIV/0! | #DIV/0! | #DIV/0! | #DIV/0! | #DIV/0! |  | 0 | 0 | 0 |  | 3 | #DIV/0! | #DIV/0! | #DIV/0! | #DIV/0! | #DIV/0! | #DIV/0! | #DIV/0! | #DIV/0! | #DIV/0! | #DIV/0! | 1 | #DIV/0! | #DIV/0! | #DIV/0! | #DIV/0! | 0 | 0 | 0 | 1 | FALSE | FALSE | #DIV/0! | #DIV/0! | #DIV/0! | #DIV/0! | #DIV/0! | #DIV/0! | 1 | #DIV/0! | #DIV/0! | #DIV/0! | #DIV/0! | #DIV/0! | #DIV/0! | #DIV/0! | #DIV/0! | #DIV/0! | #DIV/0! | #DIV/0! | 1 | #DIV/0! | 1 | #DIV/0!
#DIV/0! | #DIV/0! | #DIV/0! | #DIV/0! | #DIV/0! | #DIV/0! |  | 0 | 0 | 0 |  | 3 | #DIV/0! | #DIV/0! | #DIV/0! | #DIV/0! | #DIV/0! | #DIV/0! | #DIV/0! | #DIV/0! | #DIV/0! | #DIV/0! | 1 | #DIV/0! | #DIV/0! | #DIV/0! | #DIV/0! | 0 | 0 | 0 | 1 | FALSE | FALSE | #DIV/0! | #DIV/0! | #DIV/0! | #DIV/0! | #DIV/0! | #DIV/0! | 1 | #DIV/0! | #DIV/0! | #DIV/0! | #DIV/0! | #DIV/0! | #DIV/0! | #DIV/0! | #DIV/0! | #DIV/0! | #DIV/0! | #DIV/0! | 1 | #DIV/0! | 1 | #DIV/0!
#DIV/0! | #DIV/0! | #DIV/0! | #DIV/0! | #DIV/0! | #DIV/0! |  | 0 | 0 | 0 |  | 3 | #DIV/0! | #DIV/0! | #DIV/0! | #DIV/0! | #DIV/0! | #DIV/0! | #DIV/0! | #DIV/0! | #DIV/0! | #DIV/0! | 1 | #DIV/0! | #DIV/0! | #DIV/0! | #DIV/0! | 0 | 0 | 0 | 1 | FALSE | FALSE | #DIV/0! | #DIV/0! | #DIV/0! | #DIV/0! | #DIV/0! | #DIV/0! | 1 | #DIV/0! | #DIV/0! | #DIV/0! | #DIV/0! | #DIV/0! | #DIV/0! | #DIV/0! | #DIV/0! | #DIV/0! | #DIV/0! | #DIV/0! | 1 | #DIV/0! | 1 | #DIV/0!
#DIV/0! | #DIV/0! | #DIV/0! | #DIV/0! | #DIV/0! | #DIV/0! |  | 0 | 0 | 0 |  | 3 | #DIV/0! | #DIV/0! | #DIV/0! | #DIV/0! | #DIV/0! | #DIV/0! | #DIV/0! | #DIV/0! | #DIV/0! | #DIV/0! | 1 | #DIV/0! | #DIV/0! | #DIV/0! | #DIV/0! | 0 | 0 | 0 | 1 | FALSE | FALSE | #DIV/0! | #DIV/0! | #DIV/0! | #DIV/0! | #DIV/0! | #DIV/0! | 1 | #DIV/0! | #DIV/0! | #DIV/0! | #DIV/0! | #DIV/0! | #DIV/0! | #DIV/0! | #DIV/0! | #DIV/0! | #DIV/0! | #DIV/0! | 1 | #DIV/0! | 1 | #DIV/0!
#DIV/0! | #DIV/0! | #DIV/0! | #DIV/0! | #DIV/0! | #DIV/0! |  | 0 | 0 | 0 |  | 3 | #DIV/0! | #DIV/0! | #DIV/0! | #DIV/0! | #DIV/0! | #DIV/0! | #DIV/0! | #DIV/0! | #DIV/0! | #DIV/0! | 1 | #DIV/0! | #DIV/0! | #DIV/0! | #DIV/0! | 0 | 0 | 0 | 1 | FALSE | FALSE | #DIV/0! | #DIV/0! | #DIV/0! | #DIV/0! | #DIV/0! | #DIV/0! | 1 | #DIV/0! | #DIV/0! | #DIV/0! | #DIV/0! | #DIV/0! | #DIV/0! | #DIV/0! | #DIV/0! | #DIV/0! | #DIV/0! | #DIV/0! | 1 | #DIV/0! | 1 | #DIV/0!
#DIV/0! | #DIV/0! | #DIV/0! | #DIV/0! | #DIV/0! | #DIV/0! |  | 0 | 0 | 0 |  | 3 | #DIV/0! | #DIV/0! | #DIV/0! | #DIV/0! | #DIV/0! | #DIV/0! | #DIV/0! | #DIV/0! | #DIV/0! | #DIV/0! | 1 | #DIV/0! | #DIV/0! | #DIV/0! | #DIV/0! | 0 | 0 | 0 | 1 | FALSE | FALSE | #DIV/0! | #DIV/0! | #DIV/0! | #DIV/0! | #DIV/0! | #DIV/0! | 1 | #DIV/0! | #DIV/0! | #DIV/0! | #DIV/0! | #DIV/0! | #DIV/0! | #DIV/0! | #DIV/0! | #DIV/0! | #DIV/0! | #DIV/0! | 1 | #DIV/0! | 1 | #DIV/0!
#DIV/0! | #DIV/0! | #DIV/0! | #DIV/0! | #DIV/0! | #DIV/0! |  | 0 | 0 | 0 |  | 3 | #DIV/0! | #DIV/0! | #DIV/0! | #DIV/0! | #DIV/0! | #DIV/0! | #DIV/0! | #DIV/0! | #DIV/0! | #DIV/0! | 1 | #DIV/0! | #DIV/0! | #DIV/0! | #DIV/0! | 0 | 0 | 0 | 1 | FALSE | FALSE | #DIV/0! | #DIV/0! | #DIV/0! | #DIV/0! | #DIV/0! | #DIV/0! | 1 | #DIV/0! | #DIV/0! | #DIV/0! | #DIV/0! | #DIV/0! | #DIV/0! | #DIV/0! | #DIV/0! | #DIV/0! | #DIV/0! | #DIV/0! | 1 | #DIV/0! | 1 | #DIV/0!
#DIV/0! | #DIV/0! | #DIV/0! | #DIV/0! | #DIV/0! | #DIV/0! |  | 0 | 0 | 0 |  | 3 | #DIV/0! | #DIV/0! | #DIV/0! | #DIV/0! | #DIV/0! | #DIV/0! | #DIV/0! | #DIV/0! | #DIV/0! | #DIV/0! | 1 | #DIV/0! | #DIV/0! | #DIV/0! | #DIV/0! | 0 | 0 | 0 | 1 | FALSE | FALSE | #DIV/0! | #DIV/0! | #DIV/0! | #DIV/0! | #DIV/0! | #DIV/0! | 1 | #DIV/0! | #DIV/0! | #DIV/0! | #DIV/0! | #DIV/0! | #DIV/0! | #DIV/0! | #DIV/0! | #DIV/0! | #DIV/0! | #DIV/0! | 1 | #DIV/0! | 1 | #DIV/0!
#DIV/0! | #DIV/0! | #DIV/0! | #DIV/0! | #DIV/0! | #DIV/0! |  | 0 | 0 | 0 |  | 3 | #DIV/0! | #DIV/0! | #DIV/0! | #DIV/0! | #DIV/0! | #DIV/0! | #DIV/0! | #DIV/0! | #DIV/0! | #DIV/0! | 1 | #DIV/0! | #DIV/0! | #DIV/0! | #DIV/0! | 0 | 0 | 0 | 1 | FALSE | FALSE | #DIV/0! | #DIV/0! | #DIV/0! | #DIV/0! | #DIV/0! | #DIV/0! | 1 | #DIV/0! | #DIV/0! | #DIV/0! | #DIV/0! | #DIV/0! | #DIV/0! | #DIV/0! | #DIV/0! | #DIV/0! | #DIV/0! | #DIV/0! | 1 | #DIV/0! | 1 | #DIV/0!
#DIV/0! | #DIV/0! | #DIV/0! | #DIV/0! | #DIV/0! | #DIV/0! |  | 0 | 0 | 0 |  | 3 | #DIV/0! | #DIV/0! | #DIV/0! | #DIV/0! | #DIV/0! | #DIV/0! | #DIV/0! | #DIV/0! | #DIV/0! | #DIV/0! | 1 | #DIV/0! | #DIV/0! | #DIV/0! | #DIV/0! | 0 | 0 | 0 | 1 | FALSE | FALSE | #DIV/0! | #DIV/0! | #DIV/0! | #DIV/0! | #DIV/0! | #DIV/0! | 1 | #DIV/0! | #DIV/0! | #DIV/0! | #DIV/0! | #DIV/0! | #DIV/0! | #DIV/0! | #DIV/0! | #DIV/0! | #DIV/0! | #DIV/0! | 1 | #DIV/0! | 1 | #DIV/0!
#DIV/0! | #DIV/0! | #DIV/0! | #DIV/0! | #DIV/0! | #DIV/0! |  | 0 | 0 | 0 |  | 3 | #DIV/0! | #DIV/0! | #DIV/0! | #DIV/0! | #DIV/0! | #DIV/0! | #DIV/0! | #DIV/0! | #DIV/0! | #DIV/0! | 1 | #DIV/0! | #DIV/0! | #DIV/0! | #DIV/0! | 0 | 0 | 0 | 1 | FALSE | FALSE | #DIV/0! | #DIV/0! | #DIV/0! | #DIV/0! | #DIV/0! | #DIV/0! | 1 | #DIV/0! | #DIV/0! | #DIV/0! | #DIV/0! | #DIV/0! | #DIV/0! | #DIV/0! | #DIV/0! | #DIV/0! | #DIV/0! | #DIV/0! | 1 | #DIV/0! | 1 | #DIV/0!
#DIV/0! | #DIV/0! | #DIV/0! | #DIV/0! | #DIV/0! | #DIV/0! |  | 0 | 0 | 0 |  | 3 | #DIV/0! | #DIV/0! | #DIV/0! | #DIV/0! | #DIV/0! | #DIV/0! | #DIV/0! | #DIV/0! | #DIV/0! | #DIV/0! | 1 | #DIV/0! | #DIV/0! | #DIV/0! | #DIV/0! | 0 | 0 | 0 | 1 | FALSE | FALSE | #DIV/0! | #DIV/0! | #DIV/0! | #DIV/0! | #DIV/0! | #DIV/0! | 1 | #DIV/0! | #DIV/0! | #DIV/0! | #DIV/0! | #DIV/0! | #DIV/0! | #DIV/0! | #DIV/0! | #DIV/0! | #DIV/0! | #DIV/0! | 1 | #DIV/0! | 1 | #DIV/0!
#DIV/0! | #DIV/0! | #DIV/0! | #DIV/0! | #DIV/0! | #DIV/0! |  | 0 | 0 | 0 |  | 3 | #DIV/0! | #DIV/0! | #DIV/0! | #DIV/0! | #DIV/0! | #DIV/0! | #DIV/0! | #DIV/0! | #DIV/0! | #DIV/0! | 1 | #DIV/0! | #DIV/0! | #DIV/0! | #DIV/0! | 0 | 0 | 0 | 1 | FALSE | FALSE | #DIV/0! | #DIV/0! | #DIV/0! | #DIV/0! | #DIV/0! | #DIV/0! | 1 | #DIV/0! | #DIV/0! | #DIV/0! | #DIV/0! | #DIV/0! | #DIV/0! | #DIV/0! | #DIV/0! | #DIV/0! | #DIV/0! | #DIV/0! | 1 | #DIV/0! | 1 | #DIV/0!
#DIV/0! | #DIV/0! | #DIV/0! | #DIV/0! | #DIV/0! | #DIV/0! |  | 0 | 0 | 0 |  | 3 | #DIV/0! | #DIV/0! | #DIV/0! | #DIV/0! | #DIV/0! | #DIV/0! | #DIV/0! | #DIV/0! | #DIV/0! | #DIV/0! | 1 | #DIV/0! | #DIV/0! | #DIV/0! | #DIV/0! | 0 | 0 | 0 | 1 | FALSE | FALSE | #DIV/0! | #DIV/0! | #DIV/0! | #DIV/0! | #DIV/0! | #DIV/0! | 1 | #DIV/0! | #DIV/0! | #DIV/0! | #DIV/0! | #DIV/0! | #DIV/0! | #DIV/0! | #DIV/0! | #DIV/0! | #DIV/0! | #DIV/0! | 1 | #DIV/0! | 1 | #DIV/0!
#DIV/0! | #DIV/0! | #DIV/0! | #DIV/0! | #DIV/0! | #DIV/0! |  | 0 | 0 | 0 |  | 3 | #DIV/0! | #DIV/0! | #DIV/0! | #DIV/0! | #DIV/0! | #DIV/0! | #DIV/0! | #DIV/0! | #DIV/0! | #DIV/0! | 1 | #DIV/0! | #DIV/0! | #DIV/0! | #DIV/0! | 0 | 0 | 0 | 1 | FALSE | FALSE | #DIV/0! | #DIV/0! | #DIV/0! | #DIV/0! | #DIV/0! | #DIV/0! | 1 | #DIV/0! | #DIV/0! | #DIV/0! | #DIV/0! | #DIV/0! | #DIV/0! | #DIV/0! | #DIV/0! | #DIV/0! | #DIV/0! | #DIV/0! | 1 | #DIV/0! | 1 | #DIV/0!
#DIV/0! | #DIV/0! | #DIV/0! | #DIV/0! | #DIV/0! | #DIV/0! |  | 0 | 0 | 0 |  | 3 | #DIV/0! | #DIV/0! | #DIV/0! | #DIV/0! | #DIV/0! | #DIV/0! | #DIV/0! | #DIV/0! | #DIV/0! | #DIV/0! | 1 | #DIV/0! | #DIV/0! | #DIV/0! | #DIV/0! | 0 | 0 | 0 | 1 | FALSE | FALSE | #DIV/0! | #DIV/0! | #DIV/0! | #DIV/0! | #DIV/0! | #DIV/0! | 1 | #DIV/0! | #DIV/0! | #DIV/0! | #DIV/0! | #DIV/0! | #DIV/0! | #DIV/0! | #DIV/0! | #DIV/0! | #DIV/0! | #DIV/0! | 1 | #DIV/0! | 1 | #DIV/0!
#DIV/0! | #DIV/0! | #DIV/0! | #DIV/0! | #DIV/0! | #DIV/0! |  | 0 | 0 | 0 |  | 3 | #DIV/0! | #DIV/0! | #DIV/0! | #DIV/0! | #DIV/0! | #DIV/0! | #DIV/0! | #DIV/0! | #DIV/0! | #DIV/0! | 1 | #DIV/0! | #DIV/0! | #DIV/0! | #DIV/0! | 0 | 0 | 0 | 1 | FALSE | FALSE | #DIV/0! | #DIV/0! | #DIV/0! | #DIV/0! | #DIV/0! | #DIV/0! | 1 | #DIV/0! | #DIV/0! | #DIV/0! | #DIV/0! | #DIV/0! | #DIV/0! | #DIV/0! | #DIV/0! | #DIV/0! | #DIV/0! | #DIV/0! | 1 | #DIV/0! | 1 | #DIV/0!
#DIV/0! | #DIV/0! | #DIV/0! | #DIV/0! | #DIV/0! | #DIV/0! |  | 0 | 0 | 0 |  | 3 | #DIV/0! | #DIV/0! | #DIV/0! | #DIV/0! | #DIV/0! | #DIV/0! | #DIV/0! | #DIV/0! | #DIV/0! | #DIV/0! | 1 | #DIV/0! | #DIV/0! | #DIV/0! | #DIV/0! | 0 | 0 | 0 | 1 | FALSE | FALSE | #DIV/0! | #DIV/0! | #DIV/0! | #DIV/0! | #DIV/0! | #DIV/0! | 1 | #DIV/0! | #DIV/0! | #DIV/0! | #DIV/0! | #DIV/0! | #DIV/0! | #DIV/0! | #DIV/0! | #DIV/0! | #DIV/0! | #DIV/0! | 1 | #DIV/0! | 1 | #DIV/0!
#DIV/0! | #DIV/0! | #DIV/0! | #DIV/0! | #DIV/0! | #DIV/0! |  | 0 | 0 | 0 |  | 3 | #DIV/0! | #DIV/0! | #DIV/0! | #DIV/0! | #DIV/0! | #DIV/0! | #DIV/0! | #DIV/0! | #DIV/0! | #DIV/0! | 1 | #DIV/0! | #DIV/0! | #DIV/0! | #DIV/0! | 0 | 0 | 0 | 1 | FALSE | FALSE | #DIV/0! | #DIV/0! | #DIV/0! | #DIV/0! | #DIV/0! | #DIV/0! | 1 | #DIV/0! | #DIV/0! | #DIV/0! | #DIV/0! | #DIV/0! | #DIV/0! | #DIV/0! | #DIV/0! | #DIV/0! | #DIV/0! | #DIV/0! | 1 | #DIV/0! | 1 | #DIV/0!
#DIV/0! | #DIV/0! | #DIV/0! | #DIV/0! | #DIV/0! | #DIV/0! |  | 0 | 0 | 0 |  | 3 | #DIV/0! | #DIV/0! | #DIV/0! | #DIV/0! | #DIV/0! | #DIV/0! | #DIV/0! | #DIV/0! | #DIV/0! | #DIV/0! | 1 | #DIV/0! | #DIV/0! | #DIV/0! | #DIV/0! | 0 | 0 | 0 | 1 | FALSE | FALSE | #DIV/0! | #DIV/0! | #DIV/0! | #DIV/0! | #DIV/0! | #DIV/0! | 1 | #DIV/0! | #DIV/0! | #DIV/0! | #DIV/0! | #DIV/0! | #DIV/0! | #DIV/0! | #DIV/0! | #DIV/0! | #DIV/0! | #DIV/0! | 1 | #DIV/0! | 1 | #DIV/0!
#DIV/0! | #DIV/0! | #DIV/0! | #DIV/0! | #DIV/0! | #DIV/0! |  | 0 | 0 | 0 |  | 3 | #DIV/0! | #DIV/0! | #DIV/0! | #DIV/0! | #DIV/0! | #DIV/0! | #DIV/0! | #DIV/0! | #DIV/0! | #DIV/0! | 1 | #DIV/0! | #DIV/0! | #DIV/0! | #DIV/0! | 0 | 0 | 0 | 1 | FALSE | FALSE | #DIV/0! | #DIV/0! | #DIV/0! | #DIV/0! | #DIV/0! | #DIV/0! | 1 | #DIV/0! | #DIV/0! | #DIV/0! | #DIV/0! | #DIV/0! | #DIV/0! | #DIV/0! | #DIV/0! | #DIV/0! | #DIV/0! | #DIV/0! | 1 | #DIV/0! | 1 | #DIV/0!
#DIV/0! | #DIV/0! | #DIV/0! | #DIV/0! | #DIV/0! | #DIV/0! |  | 0 | 0 | 0 |  | 3 | #DIV/0! | #DIV/0! | #DIV/0! | #DIV/0! | #DIV/0! | #DIV/0! | #DIV/0! | #DIV/0! | #DIV/0! | #DIV/0! | 1 | #DIV/0! | #DIV/0! | #DIV/0! | #DIV/0! | 0 | 0 | 0 | 1 | FALSE | FALSE | #DIV/0! | #DIV/0! | #DIV/0! | #DIV/0! | #DIV/0! | #DIV/0! | 1 | #DIV/0! | #DIV/0! | #DIV/0! | #DIV/0! | #DIV/0! | #DIV/0! | #DIV/0! | #DIV/0! | #DIV/0! | #DIV/0! | #DIV/0! | 1 | #DIV/0! | 1 | #DIV/0!
#DIV/0! | #DIV/0! | #DIV/0! | #DIV/0! | #DIV/0! | #DIV/0! |  | 0 | 0 | 0 |  | 3 | #DIV/0! | #DIV/0! | #DIV/0! | #DIV/0! | #DIV/0! | #DIV/0! | #DIV/0! | #DIV/0! | #DIV/0! | #DIV/0! | 1 | #DIV/0! | #DIV/0! | #DIV/0! | #DIV/0! | 0 | 0 | 0 | 1 | FALSE | FALSE | #DIV/0! | #DIV/0! | #DIV/0! | #DIV/0! | #DIV/0! | #DIV/0! | 1 | #DIV/0! | #DIV/0! | #DIV/0! | #DIV/0! | #DIV/0! | #DIV/0! | #DIV/0! | #DIV/0! | #DIV/0! | #DIV/0! | #DIV/0! | 1 | #DIV/0! | 1 | #DIV/0!
#DIV/0! | #DIV/0! | #DIV/0! | #DIV/0! | #DIV/0! | #DIV/0! |  | 0 | 0 | 0 |  | 3 | #DIV/0! | #DIV/0! | #DIV/0! | #DIV/0! | #DIV/0! | #DIV/0! | #DIV/0! | #DIV/0! | #DIV/0! | #DIV/0! | 1 | #DIV/0! | #DIV/0! | #DIV/0! | #DIV/0! | 0 | 0 | 0 | 1 | FALSE | FALSE | #DIV/0! | #DIV/0! | #DIV/0! | #DIV/0! | #DIV/0! | #DIV/0! | 1 | #DIV/0! | #DIV/0! | #DIV/0! | #DIV/0! | #DIV/0! | #DIV/0! | #DIV/0! | #DIV/0! | #DIV/0! | #DIV/0! | #DIV/0! | 1 | #DIV/0! | 1 | #DIV/0!
#DIV/0! | #DIV/0! | #DIV/0! | #DIV/0! | #DIV/0! | #DIV/0! |  | 0 | 0 | 0 |  | 3 | #DIV/0! | #DIV/0! | #DIV/0! | #DIV/0! | #DIV/0! | #DIV/0! | #DIV/0! | #DIV/0! | #DIV/0! | #DIV/0! | 1 | #DIV/0! | #DIV/0! | #DIV/0! | #DIV/0! | 0 | 0 | 0 | 1 | FALSE | FALSE | #DIV/0! | #DIV/0! | #DIV/0! | #DIV/0! | #DIV/0! | #DIV/0! | 1 | #DIV/0! | #DIV/0! | #DIV/0! | #DIV/0! | #DIV/0! | #DIV/0! | #DIV/0! | #DIV/0! | #DIV/0! | #DIV/0! | #DIV/0! | 1 | #DIV/0! | 1 | #DIV/0!
#DIV/0! | #DIV/0! | #DIV/0! | #DIV/0! | #DIV/0! | #DIV/0! |  | 0 | 0 | 0 |  | 3 | #DIV/0! | #DIV/0! | #DIV/0! | #DIV/0! | #DIV/0! | #DIV/0! | #DIV/0! | #DIV/0! | #DIV/0! | #DIV/0! | 1 | #DIV/0! | #DIV/0! | #DIV/0! | #DIV/0! | 0 | 0 | 0 | 1 | FALSE | FALSE | #DIV/0! | #DIV/0! | #DIV/0! | #DIV/0! | #DIV/0! | #DIV/0! | 1 | #DIV/0! | #DIV/0! | #DIV/0! | #DIV/0! | #DIV/0! | #DIV/0! | #DIV/0! | #DIV/0! | #DIV/0! | #DIV/0! | #DIV/0! | 1 | #DIV/0! | 1 | #DIV/0!
#DIV/0! | #DIV/0! | #DIV/0! | #DIV/0! | #DIV/0! | #DIV/0! |  | 0 | 0 | 0 |  | 3 | #DIV/0! | #DIV/0! | #DIV/0! | #DIV/0! | #DIV/0! | #DIV/0! | #DIV/0! | #DIV/0! | #DIV/0! | #DIV/0! | 1 | #DIV/0! | #DIV/0! | #DIV/0! | #DIV/0! | 0 | 0 | 0 | 1 | FALSE | FALSE | #DIV/0! | #DIV/0! | #DIV/0! | #DIV/0! | #DIV/0! | #DIV/0! | 1 | #DIV/0! | #DIV/0! | #DIV/0! | #DIV/0! | #DIV/0! | #DIV/0! | #DIV/0! | #DIV/0! | #DIV/0! | #DIV/0! | #DIV/0! | 1 | #DIV/0! | 1 | #DIV/0!
#DIV/0! | #DIV/0! | #DIV/0! | #DIV/0! | #DIV/0! | #DIV/0! |  | 0 | 0 | 0 |  | 3 | #DIV/0! | #DIV/0! | #DIV/0! | #DIV/0! | #DIV/0! | #DIV/0! | #DIV/0! | #DIV/0! | #DIV/0! | #DIV/0! | 1 | #DIV/0! | #DIV/0! | #DIV/0! | #DIV/0! | 0 | 0 | 0 | 1 | FALSE | FALSE | #DIV/0! | #DIV/0! | #DIV/0! | #DIV/0! | #DIV/0! | #DIV/0! | 1 | #DIV/0! | #DIV/0! | #DIV/0! | #DIV/0! | #DIV/0! | #DIV/0! | #DIV/0! | #DIV/0! | #DIV/0! | #DIV/0! | #DIV/0! | 1 | #DIV/0! | 1 | #DIV/0!
#DIV/0! | #DIV/0! | #DIV/0! | #DIV/0! | #DIV/0! | #DIV/0! |  | 0 | 0 | 0 |  | 3 | #DIV/0! | #DIV/0! | #DIV/0! | #DIV/0! | #DIV/0! | #DIV/0! | #DIV/0! | #DIV/0! | #DIV/0! | #DIV/0! | 1 | #DIV/0! | #DIV/0! | #DIV/0! | #DIV/0! | 0 | 0 | 0 | 1 | FALSE | FALSE | #DIV/0! | #DIV/0! | #DIV/0! | #DIV/0! | #DIV/0! | #DIV/0! | 1 | #DIV/0! | #DIV/0! | #DIV/0! | #DIV/0! | #DIV/0! | #DIV/0! | #DIV/0! | #DIV/0! | #DIV/0! | #DIV/0! | #DIV/0! | 1 | #DIV/0! | 1 | #DIV/0!
#DIV/0! | #DIV/0! | #DIV/0! | #DIV/0! | #DIV/0! | #DIV/0! |  | 0 | 0 | 0 |  | 3 | #DIV/0! | #DIV/0! | #DIV/0! | #DIV/0! | #DIV/0! | #DIV/0! | #DIV/0! | #DIV/0! | #DIV/0! | #DIV/0! | 1 | #DIV/0! | #DIV/0! | #DIV/0! | #DIV/0! | 0 | 0 | 0 | 1 | FALSE | FALSE | #DIV/0! | #DIV/0! | #DIV/0! | #DIV/0! | #DIV/0! | #DIV/0! | 1 | #DIV/0! | #DIV/0! | #DIV/0! | #DIV/0! | #DIV/0! | #DIV/0! | #DIV/0! | #DIV/0! | #DIV/0! | #DIV/0! | #DIV/0! | 1 | #DIV/0! | 1 | #DIV/0!
#DIV/0! | #DIV/0! | #DIV/0! | #DIV/0! | #DIV/0! | #DIV/0! |  | 0 | 0 | 0 |  | 3 | #DIV/0! | #DIV/0! | #DIV/0! | #DIV/0! | #DIV/0! | #DIV/0! | #DIV/0! | #DIV/0! | #DIV/0! | #DIV/0! | 1 | #DIV/0! | #DIV/0! | #DIV/0! | #DIV/0! | 0 | 0 | 0 | 1 | FALSE | FALSE | #DIV/0! | #DIV/0! | #DIV/0! | #DIV/0! | #DIV/0! | #DIV/0! | 1 | #DIV/0! | #DIV/0! | #DIV/0! | #DIV/0! | #DIV/0! | #DIV/0! | #DIV/0! | #DIV/0! | #DIV/0! | #DIV/0! | #DIV/0! | 1 | #DIV/0! | 1 | #DIV/0!
#DIV/0! | #DIV/0! | #DIV/0! | #DIV/0! | #DIV/0! | #DIV/0! |  | 0 | 0 | 0 |  | 3 | #DIV/0! | #DIV/0! | #DIV/0! | #DIV/0! | #DIV/0! | #DIV/0! | #DIV/0! | #DIV/0! | #DIV/0! | #DIV/0! | 1 | #DIV/0! | #DIV/0! | #DIV/0! | #DIV/0! | 0 | 0 | 0 | 1 | FALSE | FALSE | #DIV/0! | #DIV/0! | #DIV/0! | #DIV/0! | #DIV/0! | #DIV/0! | 1 | #DIV/0! | #DIV/0! | #DIV/0! | #DIV/0! | #DIV/0! | #DIV/0! | #DIV/0! | #DIV/0! | #DIV/0! | #DIV/0! | #DIV/0! | 1 | #DIV/0! | 1 | #DIV/0!
#DIV/0! | #DIV/0! | #DIV/0! | #DIV/0! | #DIV/0! | #DIV/0! |  | 0 | 0 | 0 |  | 3 | #DIV/0! | #DIV/0! | #DIV/0! | #DIV/0! | #DIV/0! | #DIV/0! | #DIV/0! | #DIV/0! | #DIV/0! | #DIV/0! | 1 | #DIV/0! | #DIV/0! | #DIV/0! | #DIV/0! | 0 | 0 | 0 | 1 | FALSE | FALSE | #DIV/0! | #DIV/0! | #DIV/0! | #DIV/0! | #DIV/0! | #DIV/0! | 1 | #DIV/0! | #DIV/0! | #DIV/0! | #DIV/0! | #DIV/0! | #DIV/0! | #DIV/0! | #DIV/0! | #DIV/0! | #DIV/0! | #DIV/0! | 1 | #DIV/0! | 1 | #DIV/0!
#DIV/0! | #DIV/0! | #DIV/0! | #DIV/0! | #DIV/0! | #DIV/0! |  | 0 | 0 | 0 |  | 3 | #DIV/0! | #DIV/0! | #DIV/0! | #DIV/0! | #DIV/0! | #DIV/0! | #DIV/0! | #DIV/0! | #DIV/0! | #DIV/0! | 1 | #DIV/0! | #DIV/0! | #DIV/0! | #DIV/0! | 0 | 0 | 0 | 1 | FALSE | FALSE | #DIV/0! | #DIV/0! | #DIV/0! | #DIV/0! | #DIV/0! | #DIV/0! | 1 | #DIV/0! | #DIV/0! | #DIV/0! | #DIV/0! | #DIV/0! | #DIV/0! | #DIV/0! | #DIV/0! | #DIV/0! | #DIV/0! | #DIV/0! | 1 | #DIV/0! | 1 | #DIV/0!
#DIV/0! | #DIV/0! | #DIV/0! | #DIV/0! | #DIV/0! | #DIV/0! |  | 0 | 0 | 0 |  | 3 | #DIV/0! | #DIV/0! | #DIV/0! | #DIV/0! | #DIV/0! | #DIV/0! | #DIV/0! | #DIV/0! | #DIV/0! | #DIV/0! | 1 | #DIV/0! | #DIV/0! | #DIV/0! | #DIV/0! | 0 | 0 | 0 | 1 | FALSE | FALSE | #DIV/0! | #DIV/0! | #DIV/0! | #DIV/0! | #DIV/0! | #DIV/0! | 1 | #DIV/0! | #DIV/0! | #DIV/0! | #DIV/0! | #DIV/0! | #DIV/0! | #DIV/0! | #DIV/0! | #DIV/0! | #DIV/0! | #DIV/0! | 1 | #DIV/0! | 1 | #DIV/0!
#DIV/0! | #DIV/0! | #DIV/0! | #DIV/0! | #DIV/0! | #DIV/0! |  | 0 | 0 | 0 |  | 3 | #DIV/0! | #DIV/0! | #DIV/0! | #DIV/0! | #DIV/0! | #DIV/0! | #DIV/0! | #DIV/0! | #DIV/0! | #DIV/0! | 1 | #DIV/0! | #DIV/0! | #DIV/0! | #DIV/0! | 0 | 0 | 0 | 1 | FALSE | FALSE | #DIV/0! | #DIV/0! | #DIV/0! | #DIV/0! | #DIV/0! | #DIV/0! | 1 | #DIV/0! | #DIV/0! | #DIV/0! | #DIV/0! | #DIV/0! | #DIV/0! | #DIV/0! | #DIV/0! | #DIV/0! | #DIV/0! | #DIV/0! | 1 | #DIV/0! | 1 | #DIV/0!
#DIV/0! | #DIV/0! | #DIV/0! | #DIV/0! | #DIV/0! | #DIV/0! |  | 0 | 0 | 0 |  | 3 | #DIV/0! | #DIV/0! | #DIV/0! | #DIV/0! | #DIV/0! | #DIV/0! | #DIV/0! | #DIV/0! | #DIV/0! | #DIV/0! | 1 | #DIV/0! | #DIV/0! | #DIV/0! | #DIV/0! | 0 | 0 | 0 | 1 | FALSE | FALSE | #DIV/0! | #DIV/0! | #DIV/0! | #DIV/0! | #DIV/0! | #DIV/0! | 1 | #DIV/0! | #DIV/0! | #DIV/0! | #DIV/0! | #DIV/0! | #DIV/0! | #DIV/0! | #DIV/0! | #DIV/0! | #DIV/0! | #DIV/0! | 1 | #DIV/0! | 1 | #DIV/0!
#DIV/0! | #DIV/0! | #DIV/0! | #DIV/0! | #DIV/0! | #DIV/0! |  | 0 | 0 | 0 |  | 3 | #DIV/0! | #DIV/0! | #DIV/0! | #DIV/0! | #DIV/0! | #DIV/0! | #DIV/0! | #DIV/0! | #DIV/0! | #DIV/0! | 1 | #DIV/0! | #DIV/0! | #DIV/0! | #DIV/0! | 0 | 0 | 0 | 1 | FALSE | FALSE | #DIV/0! | #DIV/0! | #DIV/0! | #DIV/0! | #DIV/0! | #DIV/0! | 1 | #DIV/0! | #DIV/0! | #DIV/0! | #DIV/0! | #DIV/0! | #DIV/0! | #DIV/0! | #DIV/0! | #DIV/0! | #DIV/0! | #DIV/0! | 1 | #DIV/0! | 1 | #DIV/0!
#DIV/0! | #DIV/0! | #DIV/0! | #DIV/0! | #DIV/0! | #DIV/0! |  | 0 | 0 | 0 |  | 3 | #DIV/0! | #DIV/0! | #DIV/0! | #DIV/0! | #DIV/0! | #DIV/0! | #DIV/0! | #DIV/0! | #DIV/0! | #DIV/0! | 1 | #DIV/0! | #DIV/0! | #DIV/0! | #DIV/0! | 0 | 0 | 0 | 1 | FALSE | FALSE | #DIV/0! | #DIV/0! | #DIV/0! | #DIV/0! | #DIV/0! | #DIV/0! | 1 | #DIV/0! | #DIV/0! | #DIV/0! | #DIV/0! | #DIV/0! | #DIV/0! | #DIV/0! | #DIV/0! | #DIV/0! | #DIV/0! | #DIV/0! | 1 | #DIV/0! | 1 | #DIV/0!
#DIV/0! | #DIV/0! | #DIV/0! | #DIV/0! | #DIV/0! | #DIV/0! |  | 0 | 0 | 0 |  | 3 | #DIV/0! | #DIV/0! | #DIV/0! | #DIV/0! | #DIV/0! | #DIV/0! | #DIV/0! | #DIV/0! | #DIV/0! | #DIV/0! | 1 | #DIV/0! | #DIV/0! | #DIV/0! | #DIV/0! | 0 | 0 | 0 | 1 | FALSE | FALSE | #DIV/0! | #DIV/0! | #DIV/0! | #DIV/0! | #DIV/0! | #DIV/0! | 1 | #DIV/0! | #DIV/0! | #DIV/0! | #DIV/0! | #DIV/0! | #DIV/0! | #DIV/0! | #DIV/0! | #DIV/0! | #DIV/0! | #DIV/0! | 1 | #DIV/0! | 1 | #DIV/0!
#DIV/0! | #DIV/0! | #DIV/0! | #DIV/0! | #DIV/0! | #DIV/0! |  | 0 | 0 | 0 |  | 3 | #DIV/0! | #DIV/0! | #DIV/0! | #DIV/0! | #DIV/0! | #DIV/0! | #DIV/0! | #DIV/0! | #DIV/0! | #DIV/0! | 1 | #DIV/0! | #DIV/0! | #DIV/0! | #DIV/0! | 0 | 0 | 0 | 1 | FALSE | FALSE | #DIV/0! | #DIV/0! | #DIV/0! | #DIV/0! | #DIV/0! | #DIV/0! | 1 | #DIV/0! | #DIV/0! | #DIV/0! | #DIV/0! | #DIV/0! | #DIV/0! | #DIV/0! | #DIV/0! | #DIV/0! | #DIV/0! | #DIV/0! | 1 | #DIV/0! | 1 | #DIV/0!
#DIV/0! | #DIV/0! | #DIV/0! | #DIV/0! | #DIV/0! | #DIV/0! |  | 0 | 0 | 0 |  | 3 | #DIV/0! | #DIV/0! | #DIV/0! | #DIV/0! | #DIV/0! | #DIV/0! | #DIV/0! | #DIV/0! | #DIV/0! | #DIV/0! | 1 | #DIV/0! | #DIV/0! | #DIV/0! | #DIV/0! | 0 | 0 | 0 | 1 | FALSE | FALSE | #DIV/0! | #DIV/0! | #DIV/0! | #DIV/0! | #DIV/0! | #DIV/0! | 1 | #DIV/0! | #DIV/0! | #DIV/0! | #DIV/0! | #DIV/0! | #DIV/0! | #DIV/0! | #DIV/0! | #DIV/0! | #DIV/0! | #DIV/0! | 1 | #DIV/0! | 1 | #DIV/0!
#DIV/0! | #DIV/0! | #DIV/0! | #DIV/0! | #DIV/0! | #DIV/0! |  | 0 | 0 | 0 |  | 3 | #DIV/0! | #DIV/0! | #DIV/0! | #DIV/0! | #DIV/0! | #DIV/0! | #DIV/0! | #DIV/0! | #DIV/0! | #DIV/0! | 1 | #DIV/0! | #DIV/0! | #DIV/0! | #DIV/0! | 0 | 0 | 0 | 1 | FALSE | FALSE | #DIV/0! | #DIV/0! | #DIV/0! | #DIV/0! | #DIV/0! | #DIV/0! | 1 | #DIV/0! | #DIV/0! | #DIV/0! | #DIV/0! | #DIV/0! | #DIV/0! | #DIV/0! | #DIV/0! | #DIV/0! | #DIV/0! | #DIV/0! | 1 | #DIV/0! | 1 | #DIV/0!
| 4 | Reihe stehender Module
#DIV/0! | #DIV/0! | #DIV/0! | #DIV/0! | #DIV/0! | #DIV/0! |  | 0 | 0 | 0 |  | 4 | #DIV/0! | #DIV/0! | #DIV/0! | #DIV/0! | #DIV/0! | #DIV/0! | #DIV/0! | #DIV/0! | #DIV/0! | #DIV/0! | 1 | #DIV/0! | #DIV/0! | #DIV/0! | #DIV/0! | 0 | 0 | 0 | 1 | FALSE | FALSE | #DIV/0! | #DIV/0! | #DIV/0! | #DIV/0! | #DIV/0! | #DIV/0! | 1 | #DIV/0! | #DIV/0! | #DIV/0! | #DIV/0! | #DIV/0! | #DIV/0! | #DIV/0! | #DIV/0! | #DIV/0! | #DIV/0! | #DIV/0! | 1 | #DIV/0! | 1 | #DIV/0!
#DIV/0! | #DIV/0! | #DIV/0! | #DIV/0! | #DIV/0! | #DIV/0! |  | 0 | 0 | 0 |  | 4 | #DIV/0! | #DIV/0! | #DIV/0! | #DIV/0! | #DIV/0! | #DIV/0! | #DIV/0! | #DIV/0! | #DIV/0! | #DIV/0! | 1 | #DIV/0! | #DIV/0! | #DIV/0! | #DIV/0! | 0 | 0 | 0 | 1 | FALSE | FALSE | #DIV/0! | #DIV/0! | #DIV/0! | #DIV/0! | #DIV/0! | #DIV/0! | 1 | #DIV/0! | #DIV/0! | #DIV/0! | #DIV/0! | #DIV/0! | #DIV/0! | #DIV/0! | #DIV/0! | #DIV/0! | #DIV/0! | #DIV/0! | 1 | #DIV/0! | 1 | #DIV/0!
#DIV/0! | #DIV/0! | #DIV/0! | #DIV/0! | #DIV/0! | #DIV/0! |  | 0 | 0 | 0 |  | 4 | #DIV/0! | #DIV/0! | #DIV/0! | #DIV/0! | #DIV/0! | #DIV/0! | #DIV/0! | #DIV/0! | #DIV/0! | #DIV/0! | 1 | #DIV/0! | #DIV/0! | #DIV/0! | #DIV/0! | 0 | 0 | 0 | 1 | FALSE | FALSE | #DIV/0! | #DIV/0! | #DIV/0! | #DIV/0! | #DIV/0! | #DIV/0! | 1 | #DIV/0! | #DIV/0! | #DIV/0! | #DIV/0! | #DIV/0! | #DIV/0! | #DIV/0! | #DIV/0! | #DIV/0! | #DIV/0! | #DIV/0! | 1 | #DIV/0! | 1 | #DIV/0!
#DIV/0! | #DIV/0! | #DIV/0! | #DIV/0! | #DIV/0! | #DIV/0! |  | 0 | 0 | 0 |  | 4 | #DIV/0! | #DIV/0! | #DIV/0! | #DIV/0! | #DIV/0! | #DIV/0! | #DIV/0! | #DIV/0! | #DIV/0! | #DIV/0! | 1 | #DIV/0! | #DIV/0! | #DIV/0! | #DIV/0! | 0 | 0 | 0 | 1 | FALSE | FALSE | #DIV/0! | #DIV/0! | #DIV/0! | #DIV/0! | #DIV/0! | #DIV/0! | 1 | #DIV/0! | #DIV/0! | #DIV/0! | #DIV/0! | #DIV/0! | #DIV/0! | #DIV/0! | #DIV/0! | #DIV/0! | #DIV/0! | #DIV/0! | 1 | #DIV/0! | 1 | #DIV/0!
#DIV/0! | #DIV/0! | #DIV/0! | #DIV/0! | #DIV/0! | #DIV/0! |  | 0 | 0 | 0 |  | 4 | #DIV/0! | #DIV/0! | #DIV/0! | #DIV/0! | #DIV/0! | #DIV/0! | #DIV/0! | #DIV/0! | #DIV/0! | #DIV/0! | 1 | #DIV/0! | #DIV/0! | #DIV/0! | #DIV/0! | 0 | 0 | 0 | 1 | FALSE | FALSE | #DIV/0! | #DIV/0! | #DIV/0! | #DIV/0! | #DIV/0! | #DIV/0! | 1 | #DIV/0! | #DIV/0! | #DIV/0! | #DIV/0! | #DIV/0! | #DIV/0! | #DIV/0! | #DIV/0! | #DIV/0! | #DIV/0! | #DIV/0! | 1 | #DIV/0! | 1 | #DIV/0!
#DIV/0! | #DIV/0! | #DIV/0! | #DIV/0! | #DIV/0! | #DIV/0! |  | 0 | 0 | 0 |  | 4 | #DIV/0! | #DIV/0! | #DIV/0! | #DIV/0! | #DIV/0! | #DIV/0! | #DIV/0! | #DIV/0! | #DIV/0! | #DIV/0! | 1 | #DIV/0! | #DIV/0! | #DIV/0! | #DIV/0! | 0 | 0 | 0 | 1 | FALSE | FALSE | #DIV/0! | #DIV/0! | #DIV/0! | #DIV/0! | #DIV/0! | #DIV/0! | 1 | #DIV/0! | #DIV/0! | #DIV/0! | #DIV/0! | #DIV/0! | #DIV/0! | #DIV/0! | #DIV/0! | #DIV/0! | #DIV/0! | #DIV/0! | 1 | #DIV/0! | 1 | #DIV/0!
#DIV/0! | #DIV/0! | #DIV/0! | #DIV/0! | #DIV/0! | #DIV/0! |  | 0 | 0 | 0 |  | 4 | #DIV/0! | #DIV/0! | #DIV/0! | #DIV/0! | #DIV/0! | #DIV/0! | #DIV/0! | #DIV/0! | #DIV/0! | #DIV/0! | 1 | #DIV/0! | #DIV/0! | #DIV/0! | #DIV/0! | 0 | 0 | 0 | 1 | FALSE | FALSE | #DIV/0! | #DIV/0! | #DIV/0! | #DIV/0! | #DIV/0! | #DIV/0! | 1 | #DIV/0! | #DIV/0! | #DIV/0! | #DIV/0! | #DIV/0! | #DIV/0! | #DIV/0! | #DIV/0! | #DIV/0! | #DIV/0! | #DIV/0! | 1 | #DIV/0! | 1 | #DIV/0!
#DIV/0! | #DIV/0! | #DIV/0! | #DIV/0! | #DIV/0! | #DIV/0! |  | 0 | 0 | 0 |  | 4 | #DIV/0! | #DIV/0! | #DIV/0! | #DIV/0! | #DIV/0! | #DIV/0! | #DIV/0! | #DIV/0! | #DIV/0! | #DIV/0! | 1 | #DIV/0! | #DIV/0! | #DIV/0! | #DIV/0! | 0 | 0 | 0 | 1 | FALSE | FALSE | #DIV/0! | #DIV/0! | #DIV/0! | #DIV/0! | #DIV/0! | #DIV/0! | 1 | #DIV/0! | #DIV/0! | #DIV/0! | #DIV/0! | #DIV/0! | #DIV/0! | #DIV/0! | #DIV/0! | #DIV/0! | #DIV/0! | #DIV/0! | 1 | #DIV/0! | 1 | #DIV/0!
#DIV/0! | #DIV/0! | #DIV/0! | #DIV/0! | #DIV/0! | #DIV/0! |  | 0 | 0 | 0 |  | 4 | #DIV/0! | #DIV/0! | #DIV/0! | #DIV/0! | #DIV/0! | #DIV/0! | #DIV/0! | #DIV/0! | #DIV/0! | #DIV/0! | 1 | #DIV/0! | #DIV/0! | #DIV/0! | #DIV/0! | 0 | 0 | 0 | 1 | FALSE | FALSE | #DIV/0! | #DIV/0! | #DIV/0! | #DIV/0! | #DIV/0! | #DIV/0! | 1 | #DIV/0! | #DIV/0! | #DIV/0! | #DIV/0! | #DIV/0! | #DIV/0! | #DIV/0! | #DIV/0! | #DIV/0! | #DIV/0! | #DIV/0! | 1 | #DIV/0! | 1 | #DIV/0!
#DIV/0! | #DIV/0! | #DIV/0! | #DIV/0! | #DIV/0! | #DIV/0! |  | 0 | 0 | 0 |  | 4 | #DIV/0! | #DIV/0! | #DIV/0! | #DIV/0! | #DIV/0! | #DIV/0! | #DIV/0! | #DIV/0! | #DIV/0! | #DIV/0! | 1 | #DIV/0! | #DIV/0! | #DIV/0! | #DIV/0! | 0 | 0 | 0 | 1 | FALSE | FALSE | #DIV/0! | #DIV/0! | #DIV/0! | #DIV/0! | #DIV/0! | #DIV/0! | 1 | #DIV/0! | #DIV/0! | #DIV/0! | #DIV/0! | #DIV/0! | #DIV/0! | #DIV/0! | #DIV/0! | #DIV/0! | #DIV/0! | #DIV/0! | 1 | #DIV/0! | 1 | #DIV/0!
#DIV/0! | #DIV/0! | #DIV/0! | #DIV/0! | #DIV/0! | #DIV/0! |  | 0 | 0 | 0 |  | 4 | #DIV/0! | #DIV/0! | #DIV/0! | #DIV/0! | #DIV/0! | #DIV/0! | #DIV/0! | #DIV/0! | #DIV/0! | #DIV/0! | 1 | #DIV/0! | #DIV/0! | #DIV/0! | #DIV/0! | 0 | 0 | 0 | 1 | FALSE | FALSE | #DIV/0! | #DIV/0! | #DIV/0! | #DIV/0! | #DIV/0! | #DIV/0! | 1 | #DIV/0! | #DIV/0! | #DIV/0! | #DIV/0! | #DIV/0! | #DIV/0! | #DIV/0! | #DIV/0! | #DIV/0! | #DIV/0! | #DIV/0! | 1 | #DIV/0! | 1 | #DIV/0!
#DIV/0! | #DIV/0! | #DIV/0! | #DIV/0! | #DIV/0! | #DIV/0! |  | 0 | 0 | 0 |  | 4 | #DIV/0! | #DIV/0! | #DIV/0! | #DIV/0! | #DIV/0! | #DIV/0! | #DIV/0! | #DIV/0! | #DIV/0! | #DIV/0! | 1 | #DIV/0! | #DIV/0! | #DIV/0! | #DIV/0! | 0 | 0 | 0 | 1 | FALSE | FALSE | #DIV/0! | #DIV/0! | #DIV/0! | #DIV/0! | #DIV/0! | #DIV/0! | 1 | #DIV/0! | #DIV/0! | #DIV/0! | #DIV/0! | #DIV/0! | #DIV/0! | #DIV/0! | #DIV/0! | #DIV/0! | #DIV/0! | #DIV/0! | 1 | #DIV/0! | 1 | #DIV/0!
#DIV/0! | #DIV/0! | #DIV/0! | #DIV/0! | #DIV/0! | #DIV/0! |  | 0 | 0 | 0 |  | 4 | #DIV/0! | #DIV/0! | #DIV/0! | #DIV/0! | #DIV/0! | #DIV/0! | #DIV/0! | #DIV/0! | #DIV/0! | #DIV/0! | 1 | #DIV/0! | #DIV/0! | #DIV/0! | #DIV/0! | 0 | 0 | 0 | 1 | FALSE | FALSE | #DIV/0! | #DIV/0! | #DIV/0! | #DIV/0! | #DIV/0! | #DIV/0! | 1 | #DIV/0! | #DIV/0! | #DIV/0! | #DIV/0! | #DIV/0! | #DIV/0! | #DIV/0! | #DIV/0! | #DIV/0! | #DIV/0! | #DIV/0! | 1 | #DIV/0! | 1 | #DIV/0!
#DIV/0! | #DIV/0! | #DIV/0! | #DIV/0! | #DIV/0! | #DIV/0! |  | 0 | 0 | 0 |  | 4 | #DIV/0! | #DIV/0! | #DIV/0! | #DIV/0! | #DIV/0! | #DIV/0! | #DIV/0! | #DIV/0! | #DIV/0! | #DIV/0! | 1 | #DIV/0! | #DIV/0! | #DIV/0! | #DIV/0! | 0 | 0 | 0 | 1 | FALSE | FALSE | #DIV/0! | #DIV/0! | #DIV/0! | #DIV/0! | #DIV/0! | #DIV/0! | 1 | #DIV/0! | #DIV/0! | #DIV/0! | #DIV/0! | #DIV/0! | #DIV/0! | #DIV/0! | #DIV/0! | #DIV/0! | #DIV/0! | #DIV/0! | 1 | #DIV/0! | 1 | #DIV/0!
#DIV/0! | #DIV/0! | #DIV/0! | #DIV/0! | #DIV/0! | #DIV/0! |  | 0 | 0 | 0 |  | 4 | #DIV/0! | #DIV/0! | #DIV/0! | #DIV/0! | #DIV/0! | #DIV/0! | #DIV/0! | #DIV/0! | #DIV/0! | #DIV/0! | 1 | #DIV/0! | #DIV/0! | #DIV/0! | #DIV/0! | 0 | 0 | 0 | 1 | FALSE | FALSE | #DIV/0! | #DIV/0! | #DIV/0! | #DIV/0! | #DIV/0! | #DIV/0! | 1 | #DIV/0! | #DIV/0! | #DIV/0! | #DIV/0! | #DIV/0! | #DIV/0! | #DIV/0! | #DIV/0! | #DIV/0! | #DIV/0! | #DIV/0! | 1 | #DIV/0! | 1 | #DIV/0!
#DIV/0! | #DIV/0! | #DIV/0! | #DIV/0! | #DIV/0! | #DIV/0! |  | 0 | 0 | 0 |  | 4 | #DIV/0! | #DIV/0! | #DIV/0! | #DIV/0! | #DIV/0! | #DIV/0! | #DIV/0! | #DIV/0! | #DIV/0! | #DIV/0! | 1 | #DIV/0! | #DIV/0! | #DIV/0! | #DIV/0! | 0 | 0 | 0 | 1 | FALSE | FALSE | #DIV/0! | #DIV/0! | #DIV/0! | #DIV/0! | #DIV/0! | #DIV/0! | 1 | #DIV/0! | #DIV/0! | #DIV/0! | #DIV/0! | #DIV/0! | #DIV/0! | #DIV/0! | #DIV/0! | #DIV/0! | #DIV/0! | #DIV/0! | 1 | #DIV/0! | 1 | #DIV/0!
#DIV/0! | #DIV/0! | #DIV/0! | #DIV/0! | #DIV/0! | #DIV/0! |  | 0 | 0 | 0 |  | 4 | #DIV/0! | #DIV/0! | #DIV/0! | #DIV/0! | #DIV/0! | #DIV/0! | #DIV/0! | #DIV/0! | #DIV/0! | #DIV/0! | 1 | #DIV/0! | #DIV/0! | #DIV/0! | #DIV/0! | 0 | 0 | 0 | 1 | FALSE | FALSE | #DIV/0! | #DIV/0! | #DIV/0! | #DIV/0! | #DIV/0! | #DIV/0! | 1 | #DIV/0! | #DIV/0! | #DIV/0! | #DIV/0! | #DIV/0! | #DIV/0! | #DIV/0! | #DIV/0! | #DIV/0! | #DIV/0! | #DIV/0! | 1 | #DIV/0! | 1 | #DIV/0!
#DIV/0! | #DIV/0! | #DIV/0! | #DIV/0! | #DIV/0! | #DIV/0! |  | 0 | 0 | 0 |  | 4 | #DIV/0! | #DIV/0! | #DIV/0! | #DIV/0! | #DIV/0! | #DIV/0! | #DIV/0! | #DIV/0! | #DIV/0! | #DIV/0! | 1 | #DIV/0! | #DIV/0! | #DIV/0! | #DIV/0! | 0 | 0 | 0 | 1 | FALSE | FALSE | #DIV/0! | #DIV/0! | #DIV/0! | #DIV/0! | #DIV/0! | #DIV/0! | 1 | #DIV/0! | #DIV/0! | #DIV/0! | #DIV/0! | #DIV/0! | #DIV/0! | #DIV/0! | #DIV/0! | #DIV/0! | #DIV/0! | #DIV/0! | 1 | #DIV/0! | 1 | #DIV/0!
#DIV/0! | #DIV/0! | #DIV/0! | #DIV/0! | #DIV/0! | #DIV/0! |  | 0 | 0 | 0 |  | 4 | #DIV/0! | #DIV/0! | #DIV/0! | #DIV/0! | #DIV/0! | #DIV/0! | #DIV/0! | #DIV/0! | #DIV/0! | #DIV/0! | 1 | #DIV/0! | #DIV/0! | #DIV/0! | #DIV/0! | 0 | 0 | 0 | 1 | FALSE | FALSE | #DIV/0! | #DIV/0! | #DIV/0! | #DIV/0! | #DIV/0! | #DIV/0! | 1 | #DIV/0! | #DIV/0! | #DIV/0! | #DIV/0! | #DIV/0! | #DIV/0! | #DIV/0! | #DIV/0! | #DIV/0! | #DIV/0! | #DIV/0! | 1 | #DIV/0! | 1 | #DIV/0!
#DIV/0! | #DIV/0! | #DIV/0! | #DIV/0! | #DIV/0! | #DIV/0! |  | 0 | 0 | 0 |  | 4 | #DIV/0! | #DIV/0! | #DIV/0! | #DIV/0! | #DIV/0! | #DIV/0! | #DIV/0! | #DIV/0! | #DIV/0! | #DIV/0! | 1 | #DIV/0! | #DIV/0! | #DIV/0! | #DIV/0! | 0 | 0 | 0 | 1 | FALSE | FALSE | #DIV/0! | #DIV/0! | #DIV/0! | #DIV/0! | #DIV/0! | #DIV/0! | 1 | #DIV/0! | #DIV/0! | #DIV/0! | #DIV/0! | #DIV/0! | #DIV/0! | #DIV/0! | #DIV/0! | #DIV/0! | #DIV/0! | #DIV/0! | 1 | #DIV/0! | 1 | #DIV/0!
#DIV/0! | #DIV/0! | #DIV/0! | #DIV/0! | #DIV/0! | #DIV/0! |  | 0 | 0 | 0 |  | 4 | #DIV/0! | #DIV/0! | #DIV/0! | #DIV/0! | #DIV/0! | #DIV/0! | #DIV/0! | #DIV/0! | #DIV/0! | #DIV/0! | 1 | #DIV/0! | #DIV/0! | #DIV/0! | #DIV/0! | 0 | 0 | 0 | 1 | FALSE | FALSE | #DIV/0! | #DIV/0! | #DIV/0! | #DIV/0! | #DIV/0! | #DIV/0! | 1 | #DIV/0! | #DIV/0! | #DIV/0! | #DIV/0! | #DIV/0! | #DIV/0! | #DIV/0! | #DIV/0! | #DIV/0! | #DIV/0! | #DIV/0! | 1 | #DIV/0! | 1 | #DIV/0!
#DIV/0! | #DIV/0! | #DIV/0! | #DIV/0! | #DIV/0! | #DIV/0! |  | 0 | 0 | 0 |  | 4 | #DIV/0! | #DIV/0! | #DIV/0! | #DIV/0! | #DIV/0! | #DIV/0! | #DIV/0! | #DIV/0! | #DIV/0! | #DIV/0! | 1 | #DIV/0! | #DIV/0! | #DIV/0! | #DIV/0! | 0 | 0 | 0 | 1 | FALSE | FALSE | #DIV/0! | #DIV/0! | #DIV/0! | #DIV/0! | #DIV/0! | #DIV/0! | 1 | #DIV/0! | #DIV/0! | #DIV/0! | #DIV/0! | #DIV/0! | #DIV/0! | #DIV/0! | #DIV/0! | #DIV/0! | #DIV/0! | #DIV/0! | 1 | #DIV/0! | 1 | #DIV/0!
#DIV/0! | #DIV/0! | #DIV/0! | #DIV/0! | #DIV/0! | #DIV/0! |  | 0 | 0 | 0 |  | 4 | #DIV/0! | #DIV/0! | #DIV/0! | #DIV/0! | #DIV/0! | #DIV/0! | #DIV/0! | #DIV/0! | #DIV/0! | #DIV/0! | 1 | #DIV/0! | #DIV/0! | #DIV/0! | #DIV/0! | 0 | 0 | 0 | 1 | FALSE | FALSE | #DIV/0! | #DIV/0! | #DIV/0! | #DIV/0! | #DIV/0! | #DIV/0! | 1 | #DIV/0! | #DIV/0! | #DIV/0! | #DIV/0! | #DIV/0! | #DIV/0! | #DIV/0! | #DIV/0! | #DIV/0! | #DIV/0! | #DIV/0! | 1 | #DIV/0! | 1 | #DIV/0!
#DIV/0! | #DIV/0! | #DIV/0! | #DIV/0! | #DIV/0! | #DIV/0! |  | 0 | 0 | 0 |  | 4 | #DIV/0! | #DIV/0! | #DIV/0! | #DIV/0! | #DIV/0! | #DIV/0! | #DIV/0! | #DIV/0! | #DIV/0! | #DIV/0! | 1 | #DIV/0! | #DIV/0! | #DIV/0! | #DIV/0! | 0 | 0 | 0 | 1 | FALSE | FALSE | #DIV/0! | #DIV/0! | #DIV/0! | #DIV/0! | #DIV/0! | #DIV/0! | 1 | #DIV/0! | #DIV/0! | #DIV/0! | #DIV/0! | #DIV/0! | #DIV/0! | #DIV/0! | #DIV/0! | #DIV/0! | #DIV/0! | #DIV/0! | 1 | #DIV/0! | 1 | #DIV/0!
#DIV/0! | #DIV/0! | #DIV/0! | #DIV/0! | #DIV/0! | #DIV/0! |  | 0 | 0 | 0 |  | 4 | #DIV/0! | #DIV/0! | #DIV/0! | #DIV/0! | #DIV/0! | #DIV/0! | #DIV/0! | #DIV/0! | #DIV/0! | #DIV/0! | 1 | #DIV/0! | #DIV/0! | #DIV/0! | #DIV/0! | 0 | 0 | 0 | 1 | FALSE | FALSE | #DIV/0! | #DIV/0! | #DIV/0! | #DIV/0! | #DIV/0! | #DIV/0! | 1 | #DIV/0! | #DIV/0! | #DIV/0! | #DIV/0! | #DIV/0! | #DIV/0! | #DIV/0! | #DIV/0! | #DIV/0! | #DIV/0! | #DIV/0! | 1 | #DIV/0! | 1 | #DIV/0!
#DIV/0! | #DIV/0! | #DIV/0! | #DIV/0! | #DIV/0! | #DIV/0! |  | 0 | 0 | 0 |  | 4 | #DIV/0! | #DIV/0! | #DIV/0! | #DIV/0! | #DIV/0! | #DIV/0! | #DIV/0! | #DIV/0! | #DIV/0! | #DIV/0! | 1 | #DIV/0! | #DIV/0! | #DIV/0! | #DIV/0! | 0 | 0 | 0 | 1 | FALSE | FALSE | #DIV/0! | #DIV/0! | #DIV/0! | #DIV/0! | #DIV/0! | #DIV/0! | 1 | #DIV/0! | #DIV/0! | #DIV/0! | #DIV/0! | #DIV/0! | #DIV/0! | #DIV/0! | #DIV/0! | #DIV/0! | #DIV/0! | #DIV/0! | 1 | #DIV/0! | 1 | #DIV/0!
#DIV/0! | #DIV/0! | #DIV/0! | #DIV/0! | #DIV/0! | #DIV/0! |  | 0 | 0 | 0 |  | 4 | #DIV/0! | #DIV/0! | #DIV/0! | #DIV/0! | #DIV/0! | #DIV/0! | #DIV/0! | #DIV/0! | #DIV/0! | #DIV/0! | 1 | #DIV/0! | #DIV/0! | #DIV/0! | #DIV/0! | 0 | 0 | 0 | 1 | FALSE | FALSE | #DIV/0! | #DIV/0! | #DIV/0! | #DIV/0! | #DIV/0! | #DIV/0! | 1 | #DIV/0! | #DIV/0! | #DIV/0! | #DIV/0! | #DIV/0! | #DIV/0! | #DIV/0! | #DIV/0! | #DIV/0! | #DIV/0! | #DIV/0! | 1 | #DIV/0! | 1 | #DIV/0!
#DIV/0! | #DIV/0! | #DIV/0! | #DIV/0! | #DIV/0! | #DIV/0! |  | 0 | 0 | 0 |  | 4 | #DIV/0! | #DIV/0! | #DIV/0! | #DIV/0! | #DIV/0! | #DIV/0! | #DIV/0! | #DIV/0! | #DIV/0! | #DIV/0! | 1 | #DIV/0! | #DIV/0! | #DIV/0! | #DIV/0! | 0 | 0 | 0 | 1 | FALSE | FALSE | #DIV/0! | #DIV/0! | #DIV/0! | #DIV/0! | #DIV/0! | #DIV/0! | 1 | #DIV/0! | #DIV/0! | #DIV/0! | #DIV/0! | #DIV/0! | #DIV/0! | #DIV/0! | #DIV/0! | #DIV/0! | #DIV/0! | #DIV/0! | 1 | #DIV/0! | 1 | #DIV/0!
#DIV/0! | #DIV/0! | #DIV/0! | #DIV/0! | #DIV/0! | #DIV/0! |  | 0 | 0 | 0 |  | 4 | #DIV/0! | #DIV/0! | #DIV/0! | #DIV/0! | #DIV/0! | #DIV/0! | #DIV/0! | #DIV/0! | #DIV/0! | #DIV/0! | 1 | #DIV/0! | #DIV/0! | #DIV/0! | #DIV/0! | 0 | 0 | 0 | 1 | FALSE | FALSE | #DIV/0! | #DIV/0! | #DIV/0! | #DIV/0! | #DIV/0! | #DIV/0! | 1 | #DIV/0! | #DIV/0! | #DIV/0! | #DIV/0! | #DIV/0! | #DIV/0! | #DIV/0! | #DIV/0! | #DIV/0! | #DIV/0! | #DIV/0! | 1 | #DIV/0! | 1 | #DIV/0!
#DIV/0! | #DIV/0! | #DIV/0! | #DIV/0! | #DIV/0! | #DIV/0! |  | 0 | 0 | 0 |  | 4 | #DIV/0! | #DIV/0! | #DIV/0! | #DIV/0! | #DIV/0! | #DIV/0! | #DIV/0! | #DIV/0! | #DIV/0! | #DIV/0! | 1 | #DIV/0! | #DIV/0! | #DIV/0! | #DIV/0! | 0 | 0 | 0 | 1 | FALSE | FALSE | #DIV/0! | #DIV/0! | #DIV/0! | #DIV/0! | #DIV/0! | #DIV/0! | 1 | #DIV/0! | #DIV/0! | #DIV/0! | #DIV/0! | #DIV/0! | #DIV/0! | #DIV/0! | #DIV/0! | #DIV/0! | #DIV/0! | #DIV/0! | 1 | #DIV/0! | 1 | #DIV/0!
#DIV/0! | #DIV/0! | #DIV/0! | #DIV/0! | #DIV/0! | #DIV/0! |  | 0 | 0 | 0 |  | 4 | #DIV/0! | #DIV/0! | #DIV/0! | #DIV/0! | #DIV/0! | #DIV/0! | #DIV/0! | #DIV/0! | #DIV/0! | #DIV/0! | 1 | #DIV/0! | #DIV/0! | #DIV/0! | #DIV/0! | 0 | 0 | 0 | 1 | FALSE | FALSE | #DIV/0! | #DIV/0! | #DIV/0! | #DIV/0! | #DIV/0! | #DIV/0! | 1 | #DIV/0! | #DIV/0! | #DIV/0! | #DIV/0! | #DIV/0! | #DIV/0! | #DIV/0! | #DIV/0! | #DIV/0! | #DIV/0! | #DIV/0! | 1 | #DIV/0! | 1 | #DIV/0!
#DIV/0! | #DIV/0! | #DIV/0! | #DIV/0! | #DIV/0! | #DIV/0! |  | 0 | 0 | 0 |  | 4 | #DIV/0! | #DIV/0! | #DIV/0! | #DIV/0! | #DIV/0! | #DIV/0! | #DIV/0! | #DIV/0! | #DIV/0! | #DIV/0! | 1 | #DIV/0! | #DIV/0! | #DIV/0! | #DIV/0! | 0 | 0 | 0 | 1 | FALSE | FALSE | #DIV/0! | #DIV/0! | #DIV/0! | #DIV/0! | #DIV/0! | #DIV/0! | 1 | #DIV/0! | #DIV/0! | #DIV/0! | #DIV/0! | #DIV/0! | #DIV/0! | #DIV/0! | #DIV/0! | #DIV/0! | #DIV/0! | #DIV/0! | 1 | #DIV/0! | 1 | #DIV/0!
#DIV/0! | #DIV/0! | #DIV/0! | #DIV/0! | #DIV/0! | #DIV/0! |  | 0 | 0 | 0 |  | 4 | #DIV/0! | #DIV/0! | #DIV/0! | #DIV/0! | #DIV/0! | #DIV/0! | #DIV/0! | #DIV/0! | #DIV/0! | #DIV/0! | 1 | #DIV/0! | #DIV/0! | #DIV/0! | #DIV/0! | 0 | 0 | 0 | 1 | FALSE | FALSE | #DIV/0! | #DIV/0! | #DIV/0! | #DIV/0! | #DIV/0! | #DIV/0! | 1 | #DIV/0! | #DIV/0! | #DIV/0! | #DIV/0! | #DIV/0! | #DIV/0! | #DIV/0! | #DIV/0! | #DIV/0! | #DIV/0! | #DIV/0! | 1 | #DIV/0! | 1 | #DIV/0!
[31 empty] | FALSE | TRUE | TRUE
#DIV/0! | #DIV/0! | #DIV/0! | #DIV/0! | #DIV/0! | #DIV/0! |  | 0 | 0 | 0 |  | 4 | #DIV/0! | #DIV/0! | #DIV/0! | #DIV/0! | #DIV/0! | #DIV/0! | #DIV/0! | #DIV/0! | #DIV/0! | #DIV/0! | 1 | #DIV/0! | #DIV/0! | #DIV/0! | #DIV/0! | 0 | 0 | 0 | 1 | FALSE | FALSE | #DIV/0! | #DIV/0! | #DIV/0! | #DIV/0! | #DIV/0! | #DIV/0! | 1 | #DIV/0! | #DIV/0! | #DIV/0! | #DIV/0! | #DIV/0! | #DIV/0! | #DIV/0! | #DIV/0! | #DIV/0! | #DIV/0! | #DIV/0! | 1 | #DIV/0! | 1 | #DIV/0!
#DIV/0! | #DIV/0! | #DIV/0! | #DIV/0! | #DIV/0! | #DIV/0! |  | 0 | 0 | 0 |  | 4 | #DIV/0! | #DIV/0! | #DIV/0! | #DIV/0! | #DIV/0! | #DIV/0! | #DIV/0! | #DIV/0! | #DIV/0! | #DIV/0! | 1 | #DIV/0! | #DIV/0! | #DIV/0! | #DIV/0! | 0 | 0 | 0 | 1 | FALSE | FALSE | #DIV/0! | #DIV/0! | #DIV/0! | #DIV/0! | #DIV/0! | #DIV/0! | 1 | #DIV/0! | #DIV/0! | #DIV/0! | #DIV/0! | #DIV/0! | #DIV/0! | #DIV/0! | #DIV/0! | #DIV/0! | #DIV/0! | #DIV/0! | 1 | #DIV/0! | 1 | #DIV/0!
#DIV/0! | #DIV/0! | #DIV/0! | #DIV/0! | #DIV/0! | #DIV/0! |  | 0 | 0 | 0 |  | 4 | #DIV/0! | #DIV/0! | #DIV/0! | #DIV/0! | #DIV/0! | #DIV/0! | #DIV/0! | #DIV/0! | #DIV/0! | #DIV/0! | 1 | #DIV/0! | #DIV/0! | #DIV/0! | #DIV/0! | 0 | 0 | 0 | 1 | FALSE | FALSE | #DIV/0! | #DIV/0! | #DIV/0! | #DIV/0! | #DIV/0! | #DIV/0! | 1 | #DIV/0! | #DIV/0! | #DIV/0! | #DIV/0! | #DIV/0! | #DIV/0! | #DIV/0! | #DIV/0! | #DIV/0! | #DIV/0! | #DIV/0! | 1 | #DIV/0! | 1 | #DIV/0!
#DIV/0! | #DIV/0! | #DIV/0! | #DIV/0! | #DIV/0! | #DIV/0! |  | 0 | 0 | 0 |  | 4 | #DIV/0! | #DIV/0! | #DIV/0! | #DIV/0! | #DIV/0! | #DIV/0! | #DIV/0! | #DIV/0! | #DIV/0! | #DIV/0! | 1 | #DIV/0! | #DIV/0! | #DIV/0! | #DIV/0! | 0 | 0 | 0 | 1 | FALSE | FALSE | #DIV/0! | #DIV/0! | #DIV/0! | #DIV/0! | #DIV/0! | #DIV/0! | 1 | #DIV/0! | #DIV/0! | #DIV/0! | #DIV/0! | #DIV/0! | #DIV/0! | #DIV/0! | #DIV/0! | #DIV/0! | #DIV/0! | #DIV/0! | 1 | #DIV/0! | 1 | #DIV/0!
#DIV/0! | #DIV/0! | #DIV/0! | #DIV/0! | #DIV/0! | #DIV/0! |  | 0 | 0 | 0 |  | 4 | #DIV/0! | #DIV/0! | #DIV/0! | #DIV/0! | #DIV/0! | #DIV/0! | #DIV/0! | #DIV/0! | #DIV/0! | #DIV/0! | 1 | #DIV/0! | #DIV/0! | #DIV/0! | #DIV/0! | 0 | 0 | 0 | 1 | FALSE | FALSE | #DIV/0! | #DIV/0! | #DIV/0! | #DIV/0! | #DIV/0! | #DIV/0! | 1 | #DIV/0! | #DIV/0! | #DIV/0! | #DIV/0! | #DIV/0! | #DIV/0! | #DIV/0! | #DIV/0! | #DIV/0! | #DIV/0! | #DIV/0! | 1 | #DIV/0! | 1 | #DIV/0!
#DIV/0! | #DIV/0! | #DIV/0! | #DIV/0! | #DIV/0! | #DIV/0! |  | 0 | 0 | 0 |  | 4 | #DIV/0! | #DIV/0! | #DIV/0! | #DIV/0! | #DIV/0! | #DIV/0! | #DIV/0! | #DIV/0! | #DIV/0! | #DIV/0! | 1 | #DIV/0! | #DIV/0! | #DIV/0! | #DIV/0! | 0 | 0 | 0 | 1 | FALSE | FALSE | #DIV/0! | #DIV/0! | #DIV/0! | #DIV/0! | #DIV/0! | #DIV/0! | 1 | #DIV/0! | #DIV/0! | #DIV/0! | #DIV/0! | #DIV/0! | #DIV/0! | #DIV/0! | #DIV/0! | #DIV/0! | #DIV/0! | #DIV/0! | 1 | #DIV/0! | 1 | #DIV/0!
#DIV/0! | #DIV/0! | #DIV/0! | #DIV/0! | #DIV/0! | #DIV/0! |  | 0 | 0 | 0 |  | 4 | #DIV/0! | #DIV/0! | #DIV/0! | #DIV/0! | #DIV/0! | #DIV/0! | #DIV/0! | #DIV/0! | #DIV/0! | #DIV/0! | 1 | #DIV/0! | #DIV/0! | #DIV/0! | #DIV/0! | 0 | 0 | 0 | 1 | FALSE | FALSE | #DIV/0! | #DIV/0! | #DIV/0! | #DIV/0! | #DIV/0! | #DIV/0! | 1 | #DIV/0! | #DIV/0! | #DIV/0! | #DIV/0! | #DIV/0! | #DIV/0! | #DIV/0! | #DIV/0! | #DIV/0! | #DIV/0! | #DIV/0! | 1 | #DIV/0! | 1 | #DIV/0!
#DIV/0! | #DIV/0! | #DIV/0! | #DIV/0! | #DIV/0! | #DIV/0! |  | 0 | 0 | 0 |  | 4 | #DIV/0! | #DIV/0! | #DIV/0! | #DIV/0! | #DIV/0! | #DIV/0! | #DIV/0! | #DIV/0! | #DIV/0! | #DIV/0! | 1 | #DIV/0! | #DIV/0! | #DIV/0! | #DIV/0! | 0 | 0 | 0 | 1 | FALSE | FALSE | #DIV/0! | #DIV/0! | #DIV/0! | #DIV/0! | #DIV/0! | #DIV/0! | 1 | #DIV/0! | #DIV/0! | #DIV/0! | #DIV/0! | #DIV/0! | #DIV/0! | #DIV/0! | #DIV/0! | #DIV/0! | #DIV/0! | #DIV/0! | 1 | #DIV/0! | 1 | #DIV/0!
#DIV/0! | #DIV/0! | #DIV/0! | #DIV/0! | #DIV/0! | #DIV/0! |  | 0 | 0 | 0 |  | 4 | #DIV/0! | #DIV/0! | #DIV/0! | #DIV/0! | #DIV/0! | #DIV/0! | #DIV/0! | #DIV/0! | #DIV/0! | #DIV/0! | 1 | #DIV/0! | #DIV/0! | #DIV/0! | #DIV/0! | 0 | 0 | 0 | 1 | FALSE | FALSE | #DIV/0! | #DIV/0! | #DIV/0! | #DIV/0! | #DIV/0! | #DIV/0! | 1 | #DIV/0! | #DIV/0! | #DIV/0! | #DIV/0! | #DIV/0! | #DIV/0! | #DIV/0! | #DIV/0! | #DIV/0! | #DIV/0! | #DIV/0! | 1 | #DIV/0! | 1 | #DIV/0!
#DIV/0! | #DIV/0! | #DIV/0! | #DIV/0! | #DIV/0! | #DIV/0! |  | 0 | 0 | 0 |  | 4 | #DIV/0! | #DIV/0! | #DIV/0! | #DIV/0! | #DIV/0! | #DIV/0! | #DIV/0! | #DIV/0! | #DIV/0! | #DIV/0! | 1 | #DIV/0! | #DIV/0! | #DIV/0! | #DIV/0! | 0 | 0 | 0 | 1 | FALSE | FALSE | #DIV/0! | #DIV/0! | #DIV/0! | #DIV/0! | #DIV/0! | #DIV/0! | 1 | #DIV/0! | #DIV/0! | #DIV/0! | #DIV/0! | #DIV/0! | #DIV/0! | #DIV/0! | #DIV/0! | #DIV/0! | #DIV/0! | #DIV/0! | 1 | #DIV/0! | 1 | #DIV/0!
#DIV/0! | #DIV/0! | #DIV/0! | #DIV/0! | #DIV/0! | #DIV/0! |  | 0 | 0 | 0 |  | 4 | #DIV/0! | #DIV/0! | #DIV/0! | #DIV/0! | #DIV/0! | #DIV/0! | #DIV/0! | #DIV/0! | #DIV/0! | #DIV/0! | 1 | #DIV/0! | #DIV/0! | #DIV/0! | #DIV/0! | 0 | 0 | 0 | 1 | FALSE | FALSE | #DIV/0! | #DIV/0! | #DIV/0! | #DIV/0! | #DIV/0! | #DIV/0! | 1 | #DIV/0! | #DIV/0! | #DIV/0! | #DIV/0! | #DIV/0! | #DIV/0! | #DIV/0! | #DIV/0! | #DIV/0! | #DIV/0! | #DIV/0! | 1 | #DIV/0! | 1 | #DIV/0!
#DIV/0! | #DIV/0! | #DIV/0! | #DIV/0! | #DIV/0! | #DIV/0! |  | 0 | 0 | 0 |  | 4 | #DIV/0! | #DIV/0! | #DIV/0! | #DIV/0! | #DIV/0! | #DIV/0! | #DIV/0! | #DIV/0! | #DIV/0! | #DIV/0! | 1 | #DIV/0! | #DIV/0! | #DIV/0! | #DIV/0! | 0 | 0 | 0 | 1 | FALSE | FALSE | #DIV/0! | #DIV/0! | #DIV/0! | #DIV/0! | #DIV/0! | #DIV/0! | 1 | #DIV/0! | #DIV/0! | #DIV/0! | #DIV/0! | #DIV/0! | #DIV/0! | #DIV/0! | #DIV/0! | #DIV/0! | #DIV/0! | #DIV/0! | 1 | #DIV/0! | 1 | #DIV/0!
#DIV/0! | #DIV/0! | #DIV/0! | #DIV/0! | #DIV/0! | #DIV/0! |  | 0 | 0 | 0 |  | 4 | #DIV/0! | #DIV/0! | #DIV/0! | #DIV/0! | #DIV/0! | #DIV/0! | #DIV/0! | #DIV/0! | #DIV/0! | #DIV/0! | 1 | #DIV/0! | #DIV/0! | #DIV/0! | #DIV/0! | 0 | 0 | 0 | 1 | FALSE | FALSE | #DIV/0! | #DIV/0! | #DIV/0! | #DIV/0! | #DIV/0! | #DIV/0! | 1 | #DIV/0! | #DIV/0! | #DIV/0! | #DIV/0! | #DIV/0! | #DIV/0! | #DIV/0! | #DIV/0! | #DIV/0! | #DIV/0! | #DIV/0! | 1 | #DIV/0! | 1 | #DIV/0!
#DIV/0! | #DIV/0! | #DIV/0! | #DIV/0! | #DIV/0! | #DIV/0! |  | 0 | 0 | 0 |  | 4 | #DIV/0! | #DIV/0! | #DIV/0! | #DIV/0! | #DIV/0! | #DIV/0! | #DIV/0! | #DIV/0! | #DIV/0! | #DIV/0! | 1 | #DIV/0! | #DIV/0! | #DIV/0! | #DIV/0! | 0 | 0 | 0 | 1 | FALSE | FALSE | #DIV/0! | #DIV/0! | #DIV/0! | #DIV/0! | #DIV/0! | #DIV/0! | 1 | #DIV/0! | #DIV/0! | #DIV/0! | #DIV/0! | #DIV/0! | #DIV/0! | #DIV/0! | #DIV/0! | #DIV/0! | #DIV/0! | #DIV/0! | 1 | #DIV/0! | 1 | #DIV/0!
#DIV/0! | #DIV/0! | #DIV/0! | #DIV/0! | #DIV/0! | #DIV/0! |  | 0 | 0 | 0 |  | 4 | #DIV/0! | #DIV/0! | #DIV/0! | #DIV/0! | #DIV/0! | #DIV/0! | #DIV/0! | #DIV/0! | #DIV/0! | #DIV/0! | 1 | #DIV/0! | #DIV/0! | #DIV/0! | #DIV/0! | 0 | 0 | 0 | 1 | FALSE | FALSE | #DIV/0! | #DIV/0! | #DIV/0! | #DIV/0! | #DIV/0! | #DIV/0! | 1 | #DIV/0! | #DIV/0! | #DIV/0! | #DIV/0! | #DIV/0! | #DIV/0! | #DIV/0! | #DIV/0! | #DIV/0! | #DIV/0! | #DIV/0! | 1 | #DIV/0! | 1 | #DIV/0!
#DIV/0! | #DIV/0! | #DIV/0! | #DIV/0! | #DIV/0! | #DIV/0! |  | 0 | 0 | 0 |  | 4 | #DIV/0! | #DIV/0! | #DIV/0! | #DIV/0! | #DIV/0! | #DIV/0! | #DIV/0! | #DIV/0! | #DIV/0! | #DIV/0! | 1 | #DIV/0! | #DIV/0! | #DIV/0! | #DIV/0! | 0 | 0 | 0 | 1 | FALSE | FALSE | #DIV/0! | #DIV/0! | #DIV/0! | #DIV/0! | #DIV/0! | #DIV/0! | 1 | #DIV/0! | #DIV/0! | #DIV/0! | #DIV/0! | #DIV/0! | #DIV/0! | #DIV/0! | #DIV/0! | #DIV/0! | #DIV/0! | #DIV/0! | 1 | #DIV/0! | 1 | #DIV/0!
#DIV/0! | #DIV/0! | #DIV/0! | #DIV/0! | #DIV/0! | #DIV/0! |  | 0 | 0 | 0 |  | 4 | #DIV/0! | #DIV/0! | #DIV/0! | #DIV/0! | #DIV/0! | #DIV/0! | #DIV/0! | #DIV/0! | #DIV/0! | #DIV/0! | 1 | #DIV/0! | #DIV/0! | #DIV/0! | #DIV/0! | 0 | 0 | 0 | 1 | FALSE | FALSE | #DIV/0! | #DIV/0! | #DIV/0! | #DIV/0! | #DIV/0! | #DIV/0! | 1 | #DIV/0! | #DIV/0! | #DIV/0! | #DIV/0! | #DIV/0! | #DIV/0! | #DIV/0! | #DIV/0! | #DIV/0! | #DIV/0! | #DIV/0! | 1 | #DIV/0! | 1 | #DIV/0!
#DIV/0! | #DIV/0! | #DIV/0! | #DIV/0! | #DIV/0! | #DIV/0! |  | 0 | 0 | 0 |  | 4 | #DIV/0! | #DIV/0! | #DIV/0! | #DIV/0! | #DIV/0! | #DIV/0! | #DIV/0! | #DIV/0! | #DIV/0! | #DIV/0! | 1 | #DIV/0! | #DIV/0! | #DIV/0! | #DIV/0! | 0 | 0 | 0 | 1 | FALSE | FALSE | #DIV/0! | #DIV/0! | #DIV/0! | #DIV/0! | #DIV/0! | #DIV/0! | 1 | #DIV/0! | #DIV/0! | #DIV/0! | #DIV/0! | #DIV/0! | #DIV/0! | #DIV/0! | #DIV/0! | #DIV/0! | #DIV/0! | #DIV/0! | 1 | #DIV/0! | 1 | #DIV/0!
#DIV/0! | #DIV/0! | #DIV/0! | #DIV/0! | #DIV/0! | #DIV/0! |  | 0 | 0 | 0 |  | 4 | #DIV/0! | #DIV/0! | #DIV/0! | #DIV/0! | #DIV/0! | #DIV/0! | #DIV/0! | #DIV/0! | #DIV/0! | #DIV/0! | 1 | #DIV/0! | #DIV/0! | #DIV/0! | #DIV/0! | 0 | 0 | 0 | 1 | FALSE | FALSE | #DIV/0! | #DIV/0! | #DIV/0! | #DIV/0! | #DIV/0! | #DIV/0! | 1 | #DIV/0! | #DIV/0! | #DIV/0! | #DIV/0! | #DIV/0! | #DIV/0! | #DIV/0! | #DIV/0! | #DIV/0! | #DIV/0! | #DIV/0! | 1 | #DIV/0! | 1 | #DIV/0!
#DIV/0! | #DIV/0! | #DIV/0! | #DIV/0! | #DIV/0! | #DIV/0! |  | 0 | 0 | 0 |  | 4 | #DIV/0! | #DIV/0! | #DIV/0! | #DIV/0! | #DIV/0! | #DIV/0! | #DIV/0! | #DIV/0! | #DIV/0! | #DIV/0! | 1 | #DIV/0! | #DIV/0! | #DIV/0! | #DIV/0! | 0 | 0 | 0 | 1 | FALSE | FALSE | #DIV/0! | #DIV/0! | #DIV/0! | #DIV/0! | #DIV/0! | #DIV/0! | 1 | #DIV/0! | #DIV/0! | #DIV/0! | #DIV/0! | #DIV/0! | #DIV/0! | #DIV/0! | #DIV/0! | #DIV/0! | #DIV/0! | #DIV/0! | 1 | #DIV/0! | 1 | #DIV/0!
#DIV/0! | #DIV/0! | #DIV/0! | #DIV/0! | #DIV/0! | #DIV/0! |  | 0 | 0 | 0 |  | 4 | #DIV/0! | #DIV/0! | #DIV/0! | #DIV/0! | #DIV/0! | #DIV/0! | #DIV/0! | #DIV/0! | #DIV/0! | #DIV/0! | 1 | #DIV/0! | #DIV/0! | #DIV/0! | #DIV/0! | 0 | 0 | 0 | 1 | FALSE | FALSE | #DIV/0! | #DIV/0! | #DIV/0! | #DIV/0! | #DIV/0! | #DIV/0! | 1 | #DIV/0! | #DIV/0! | #DIV/0! | #DIV/0! | #DIV/0! | #DIV/0! | #DIV/0! | #DIV/0! | #DIV/0! | #DIV/0! | #DIV/0! | 1 | #DIV/0! | 1 | #DIV/0!
#DIV/0! | #DIV/0! | #DIV/0! | #DIV/0! | #DIV/0! | #DIV/0! |  | 0 | 0 | 0 |  | 4 | #DIV/0! | #DIV/0! | #DIV/0! | #DIV/0! | #DIV/0! | #DIV/0! | #DIV/0! | #DIV/0! | #DIV/0! | #DIV/0! | 1 | #DIV/0! | #DIV/0! | #DIV/0! | #DIV/0! | 0 | 0 | 0 | 1 | FALSE | FALSE | #DIV/0! | #DIV/0! | #DIV/0! | #DIV/0! | #DIV/0! | #DIV/0! | 1 | #DIV/0! | #DIV/0! | #DIV/0! | #DIV/0! | #DIV/0! | #DIV/0! | #DIV/0! | #DIV/0! | #DIV/0! | #DIV/0! | #DIV/0! | 1 | #DIV/0! | 1 | #DIV/0!
#DIV/0! | #DIV/0! | #DIV/0! | #DIV/0! | #DIV/0! | #DIV/0! |  | 0 | 0 | 0 |  | 4 | #DIV/0! | #DIV/0! | #DIV/0! | #DIV/0! | #DIV/0! | #DIV/0! | #DIV/0! | #DIV/0! | #DIV/0! | #DIV/0! | 1 | #DIV/0! | #DIV/0! | #DIV/0! | #DIV/0! | 0 | 0 | 0 | 1 | FALSE | FALSE | #DIV/0! | #DIV/0! | #DIV/0! | #DIV/0! | #DIV/0! | #DIV/0! | 1 | #DIV/0! | #DIV/0! | #DIV/0! | #DIV/0! | #DIV/0! | #DIV/0! | #DIV/0! | #DIV/0! | #DIV/0! | #DIV/0! | #DIV/0! | 1 | #DIV/0! | 1 | #DIV/0!
#DIV/0! | #DIV/0! | #DIV/0! | #DIV/0! | #DIV/0! | #DIV/0! |  | 0 | 0 | 0 |  | 4 | #DIV/0! | #DIV/0! | #DIV/0! | #DIV/0! | #DIV/0! | #DIV/0! | #DIV/0! | #DIV/0! | #DIV/0! | #DIV/0! | 1 | #DIV/0! | #DIV/0! | #DIV/0! | #DIV/0! | 0 | 0 | 0 | 1 | FALSE | FALSE | #DIV/0! | #DIV/0! | #DIV/0! | #DIV/0! | #DIV/0! | #DIV/0! | 1 | #DIV/0! | #DIV/0! | #DIV/0! | #DIV/0! | #DIV/0! | #DIV/0! | #DIV/0! | #DIV/0! | #DIV/0! | #DIV/0! | #DIV/0! | 1 | #DIV/0! | 1 | #DIV/0!
#DIV/0! | #DIV/0! | #DIV/0! | #DIV/0! | #DIV/0! | #DIV/0! |  | 0 | 0 | 0 |  | 4 | #DIV/0! | #DIV/0! | #DIV/0! | #DIV/0! | #DIV/0! | #DIV/0! | #DIV/0! | #DIV/0! | #DIV/0! | #DIV/0! | 1 | #DIV/0! | #DIV/0! | #DIV/0! | #DIV/0! | 0 | 0 | 0 | 1 | FALSE | FALSE | #DIV/0! | #DIV/0! | #DIV/0! | #DIV/0! | #DIV/0! | #DIV/0! | 1 | #DIV/0! | #DIV/0! | #DIV/0! | #DIV/0! | #DIV/0! | #DIV/0! | #DIV/0! | #DIV/0! | #DIV/0! | #DIV/0! | #DIV/0! | 1 | #DIV/0! | 1 | #DIV/0!
#DIV/0! | #DIV/0! | #DIV/0! | #DIV/0! | #DIV/0! | #DIV/0! |  | 0 | 0 | 0 |  | 4 | #DIV/0! | #DIV/0! | #DIV/0! | #DIV/0! | #DIV/0! | #DIV/0! | #DIV/0! | #DIV/0! | #DIV/0! | #DIV/0! | 1 | #DIV/0! | #DIV/0! | #DIV/0! | #DIV/0! | 0 | 0 | 0 | 1 | FALSE | FALSE | #DIV/0! | #DIV/0! | #DIV/0! | #DIV/0! | #DIV/0! | #DIV/0! | 1 | #DIV/0! | #DIV/0! | #DIV/0! | #DIV/0! | #DIV/0! | #DIV/0! | #DIV/0! | #DIV/0! | #DIV/0! | #DIV/0! | #DIV/0! | 1 | #DIV/0! | 1 | #DIV/0!
#DIV/0! | #DIV/0! | #DIV/0! | #DIV/0! | #DIV/0! | #DIV/0! |  | 0 | 0 | 0 |  | 4 | #DIV/0! | #DIV/0! | #DIV/0! | #DIV/0! | #DIV/0! | #DIV/0! | #DIV/0! | #DIV/0! | #DIV/0! | #DIV/0! | 1 | #DIV/0! | #DIV/0! | #DIV/0! | #DIV/0! | 0 | 0 | 0 | 1 | FALSE | FALSE | #DIV/0! | #DIV/0! | #DIV/0! | #DIV/0! | #DIV/0! | #DIV/0! | 1 | #DIV/0! | #DIV/0! | #DIV/0! | #DIV/0! | #DIV/0! | #DIV/0! | #DIV/0! | #DIV/0! | #DIV/0! | #DIV/0! | #DIV/0! | 1 | #DIV/0! | 1 | #DIV/0!
#DIV/0! | #DIV/0! | #DIV/0! | #DIV/0! | #DIV/0! | #DIV/0! |  | 0 | 0 | 0 |  | 4 | #DIV/0! | #DIV/0! | #DIV/0! | #DIV/0! | #DIV/0! | #DIV/0! | #DIV/0! | #DIV/0! | #DIV/0! | #DIV/0! | 1 | #DIV/0! | #DIV/0! | #DIV/0! | #DIV/0! | 0 | 0 | 0 | 1 | FALSE | FALSE | #DIV/0! | #DIV/0! | #DIV/0! | #DIV/0! | #DIV/0! | #DIV/0! | 1 | #DIV/0! | #DIV/0! | #DIV/0! | #DIV/0! | #DIV/0! | #DIV/0! | #DIV/0! | #DIV/0! | #DIV/0! | #DIV/0! | #DIV/0! | 1 | #DIV/0! | 1 | #DIV/0!
#DIV/0! | #DIV/0! | #DIV/0! | #DIV/0! | #DIV/0! | #DIV/0! |  | 0 | 0 | 0 |  | 4 | #DIV/0! | #DIV/0! | #DIV/0! | #DIV/0! | #DIV/0! | #DIV/0! | #DIV/0! | #DIV/0! | #DIV/0! | #DIV/0! | 1 | #DIV/0! | #DIV/0! | #DIV/0! | #DIV/0! | 0 | 0 | 0 | 1 | FALSE | FALSE | #DIV/0! | #DIV/0! | #DIV/0! | #DIV/0! | #DIV/0! | #DIV/0! | 1 | #DIV/0! | #DIV/0! | #DIV/0! | #DIV/0! | #DIV/0! | #DIV/0! | #DIV/0! | #DIV/0! | #DIV/0! | #DIV/0! | #DIV/0! | 1 | #DIV/0! | 1 | #DIV/0!
#DIV/0! | #DIV/0! | #DIV/0! | #DIV/0! | #DIV/0! | #DIV/0! |  | 0 | 0 | 0 |  | 4 | #DIV/0! | #DIV/0! | #DIV/0! | #DIV/0! | #DIV/0! | #DIV/0! | #DIV/0! | #DIV/0! | #DIV/0! | #DIV/0! | 1 | #DIV/0! | #DIV/0! | #DIV/0! | #DIV/0! | 0 | 0 | 0 | 1 | FALSE | FALSE | #DIV/0! | #DIV/0! | #DIV/0! | #DIV/0! | #DIV/0! | #DIV/0! | 1 | #DIV/0! | #DIV/0! | #DIV/0! | #DIV/0! | #DIV/0! | #DIV/0! | #DIV/0! | #DIV/0! | #DIV/0! | #DIV/0! | #DIV/0! | 1 | #DIV/0! | 1 | #DIV/0!
#DIV/0! | #DIV/0! | #DIV/0! | #DIV/0! | #DIV/0! | #DIV/0! |  | 0 | 0 | 0 |  | 4 | #DIV/0! | #DIV/0! | #DIV/0! | #DIV/0! | #DIV/0! | #DIV/0! | #DIV/0! | #DIV/0! | #DIV/0! | #DIV/0! | 1 | #DIV/0! | #DIV/0! | #DIV/0! | #DIV/0! | 0 | 0 | 0 | 1 | FALSE | FALSE | #DIV/0! | #DIV/0! | #DIV/0! | #DIV/0! | #DIV/0! | #DIV/0! | 1 | #DIV/0! | #DIV/0! | #DIV/0! | #DIV/0! | #DIV/0! | #DIV/0! | #DIV/0! | #DIV/0! | #DIV/0! | #DIV/0! | #DIV/0! | 1 | #DIV/0! | 1 | #DIV/0!
| 5 | Reihe stehender Module
#DIV/0! | #DIV/0! | #DIV/0! | #DIV/0! | #DIV/0! | #DIV/0! |  | 0 | 0 | 0 |  | 5 | #DIV/0! | #DIV/0! | #DIV/0! | #DIV/0! | #DIV/0! | #DIV/0! | #DIV/0! | #DIV/0! | #DIV/0! | #DIV/0! | 1 | #DIV/0! | #DIV/0! | #DIV/0! | #DIV/0! | 0 | 0 | 0 | 1 | FALSE | FALSE | #DIV/0! | #DIV/0! | #DIV/0! | #DIV/0! | #DIV/0! | #DIV/0! | 1 | #DIV/0! | #DIV/0! | #DIV/0! | #DIV/0! | #DIV/0! | #DIV/0! | #DIV/0! | #DIV/0! | #DIV/0! | #DIV/0! | #DIV/0! | 1 | #DIV/0! | 1 | #DIV/0!
#DIV/0! | #DIV/0! | #DIV/0! | #DIV/0! | #DIV/0! | #DIV/0! |  | 0 | 0 | 0 |  | 5 | #DIV/0! | #DIV/0! | #DIV/0! | #DIV/0! | #DIV/0! | #DIV/0! | #DIV/0! | #DIV/0! | #DIV/0! | #DIV/0! | 1 | #DIV/0! | #DIV/0! | #DIV/0! | #DIV/0! | 0 | 0 | 0 | 1 | FALSE | FALSE | #DIV/0! | #DIV/0! | #DIV/0! | #DIV/0! | #DIV/0! | #DIV/0! | 1 | #DIV/0! | #DIV/0! | #DIV/0! | #DIV/0! | #DIV/0! | #DIV/0! | #DIV/0! | #DIV/0! | #DIV/0! | #DIV/0! | #DIV/0! | 1 | #DIV/0! | 1 | #DIV/0!
#DIV/0! | #DIV/0! | #DIV/0! | #DIV/0! | #DIV/0! | #DIV/0! |  | 0 | 0 | 0 |  | 5 | #DIV/0! | #DIV/0! | #DIV/0! | #DIV/0! | #DIV/0! | #DIV/0! | #DIV/0! | #DIV/0! | #DIV/0! | #DIV/0! | 1 | #DIV/0! | #DIV/0! | #DIV/0! | #DIV/0! | 0 | 0 | 0 | 1 | FALSE | FALSE | #DIV/0! | #DIV/0! | #DIV/0! | #DIV/0! | #DIV/0! | #DIV/0! | 1 | #DIV/0! | #DIV/0! | #DIV/0! | #DIV/0! | #DIV/0! | #DIV/0! | #DIV/0! | #DIV/0! | #DIV/0! | #DIV/0! | #DIV/0! | 1 | #DIV/0! | 1 | #DIV/0!
#DIV/0! | #DIV/0! | #DIV/0! | #DIV/0! | #DIV/0! | #DIV/0! |  | 0 | 0 | 0 |  | 5 | #DIV/0! | #DIV/0! | #DIV/0! | #DIV/0! | #DIV/0! | #DIV/0! | #DIV/0! | #DIV/0! | #DIV/0! | #DIV/0! | 1 | #DIV/0! | #DIV/0! | #DIV/0! | #DIV/0! | 0 | 0 | 0 | 1 | FALSE | FALSE | #DIV/0! | #DIV/0! | #DIV/0! | #DIV/0! | #DIV/0! | #DIV/0! | 1 | #DIV/0! | #DIV/0! | #DIV/0! | #DIV/0! | #DIV/0! | #DIV/0! | #DIV/0! | #DIV/0! | #DIV/0! | #DIV/0! | #DIV/0! | 1 | #DIV/0! | 1 | #DIV/0!
#DIV/0! | #DIV/0! | #DIV/0! | #DIV/0! | #DIV/0! | #DIV/0! |  | 0 | 0 | 0 |  | 5 | #DIV/0! | #DIV/0! | #DIV/0! | #DIV/0! | #DIV/0! | #DIV/0! | #DIV/0! | #DIV/0! | #DIV/0! | #DIV/0! | 1 | #DIV/0! | #DIV/0! | #DIV/0! | #DIV/0! | 0 | 0 | 0 | 1 | FALSE | FALSE | #DIV/0! | #DIV/0! | #DIV/0! | #DIV/0! | #DIV/0! | #DIV/0! | 1 | #DIV/0! | #DIV/0! | #DIV/0! | #DIV/0! | #DIV/0! | #DIV/0! | #DIV/0! | #DIV/0! | #DIV/0! | #DIV/0! | #DIV/0! | 1 | #DIV/0! | 1 | #DIV/0!
#DIV/0! | #DIV/0! | #DIV/0! | #DIV/0! | #DIV/0! | #DIV/0! |  | 0 | 0 | 0 |  | 5 | #DIV/0! | #DIV/0! | #DIV/0! | #DIV/0! | #DIV/0! | #DIV/0! | #DIV/0! | #DIV/0! | #DIV/0! | #DIV/0! | 1 | #DIV/0! | #DIV/0! | #DIV/0! | #DIV/0! | 0 | 0 | 0 | 1 | FALSE | FALSE | #DIV/0! | #DIV/0! | #DIV/0! | #DIV/0! | #DIV/0! | #DIV/0! | 1 | #DIV/0! | #DIV/0! | #DIV/0! | #DIV/0! | #DIV/0! | #DIV/0! | #DIV/0! | #DIV/0! | #DIV/0! | #DIV/0! | #DIV/0! | 1 | #DIV/0! | 1 | #DIV/0!
#DIV/0! | #DIV/0! | #DIV/0! | #DIV/0! | #DIV/0! | #DIV/0! |  | 0 | 0 | 0 |  | 5 | #DIV/0! | #DIV/0! | #DIV/0! | #DIV/0! | #DIV/0! | #DIV/0! | #DIV/0! | #DIV/0! | #DIV/0! | #DIV/0! | 1 | #DIV/0! | #DIV/0! | #DIV/0! | #DIV/0! | 0 | 0 | 0 | 1 | FALSE | FALSE | #DIV/0! | #DIV/0! | #DIV/0! | #DIV/0! | #DIV/0! | #DIV/0! | 1 | #DIV/0! | #DIV/0! | #DIV/0! | #DIV/0! | #DIV/0! | #DIV/0! | #DIV/0! | #DIV/0! | #DIV/0! | #DIV/0! | #DIV/0! | 1 | #DIV/0! | 1 | #DIV/0!
#DIV/0! | #DIV/0! | #DIV/0! | #DIV/0! | #DIV/0! | #DIV/0! |  | 0 | 0 | 0 |  | 5 | #DIV/0! | #DIV/0! | #DIV/0! | #DIV/0! | #DIV/0! | #DIV/0! | #DIV/0! | #DIV/0! | #DIV/0! | #DIV/0! | 1 | #DIV/0! | #DIV/0! | #DIV/0! | #DIV/0! | 0 | 0 | 0 | 1 | FALSE | FALSE | #DIV/0! | #DIV/0! | #DIV/0! | #DIV/0! | #DIV/0! | #DIV/0! | 1 | #DIV/0! | #DIV/0! | #DIV/0! | #DIV/0! | #DIV/0! | #DIV/0! | #DIV/0! | #DIV/0! | #DIV/0! | #DIV/0! | #DIV/0! | 1 | #DIV/0! | 1 | #DIV/0!
#DIV/0! | #DIV/0! | #DIV/0! | #DIV/0! | #DIV/0! | #DIV/0! |  | 0 | 0 | 0 |  | 5 | #DIV/0! | #DIV/0! | #DIV/0! | #DIV/0! | #DIV/0! | #DIV/0! | #DIV/0! | #DIV/0! | #DIV/0! | #DIV/0! | 1 | #DIV/0! | #DIV/0! | #DIV/0! | #DIV/0! | 0 | 0 | 0 | 1 | FALSE | FALSE | #DIV/0! | #DIV/0! | #DIV/0! | #DIV/0! | #DIV/0! | #DIV/0! | 1 | #DIV/0! | #DIV/0! | #DIV/0! | #DIV/0! | #DIV/0! | #DIV/0! | #DIV/0! | #DIV/0! | #DIV/0! | #DIV/0! | #DIV/0! | 1 | #DIV/0! | 1 | #DIV/0!
#DIV/0! | #DIV/0! | #DIV/0! | #DIV/0! | #DIV/0! | #DIV/0! |  | 0 | 0 | 0 |  | 5 | #DIV/0! | #DIV/0! | #DIV/0! | #DIV/0! | #DIV/0! | #DIV/0! | #DIV/0! | #DIV/0! | #DIV/0! | #DIV/0! | 1 | #DIV/0! | #DIV/0! | #DIV/0! | #DIV/0! | 0 | 0 | 0 | 1 | FALSE | FALSE | #DIV/0! | #DIV/0! | #DIV/0! | #DIV/0! | #DIV/0! | #DIV/0! | 1 | #DIV/0! | #DIV/0! | #DIV/0! | #DIV/0! | #DIV/0! | #DIV/0! | #DIV/0! | #DIV/0! | #DIV/0! | #DIV/0! | #DIV/0! | 1 | #DIV/0! | 1 | #DIV/0!
#DIV/0! | #DIV/0! | #DIV/0! | #DIV/0! | #DIV/0! | #DIV/0! |  | 0 | 0 | 0 |  | 5 | #DIV/0! | #DIV/0! | #DIV/0! | #DIV/0! | #DIV/0! | #DIV/0! | #DIV/0! | #DIV/0! | #DIV/0! | #DIV/0! | 1 | #DIV/0! | #DIV/0! | #DIV/0! | #DIV/0! | 0 | 0 | 0 | 1 | FALSE | FALSE | #DIV/0! | #DIV/0! | #DIV/0! | #DIV/0! | #DIV/0! | #DIV/0! | 1 | #DIV/0! | #DIV/0! | #DIV/0! | #DIV/0! | #DIV/0! | #DIV/0! | #DIV/0! | #DIV/0! | #DIV/0! | #DIV/0! | #DIV/0! | 1 | #DIV/0! | 1 | #DIV/0!
#DIV/0! | #DIV/0! | #DIV/0! | #DIV/0! | #DIV/0! | #DIV/0! |  | 0 | 0 | 0 |  | 5 | #DIV/0! | #DIV/0! | #DIV/0! | #DIV/0! | #DIV/0! | #DIV/0! | #DIV/0! | #DIV/0! | #DIV/0! | #DIV/0! | 1 | #DIV/0! | #DIV/0! | #DIV/0! | #DIV/0! | 0 | 0 | 0 | 1 | FALSE | FALSE | #DIV/0! | #DIV/0! | #DIV/0! | #DIV/0! | #DIV/0! | #DIV/0! | 1 | #DIV/0! | #DIV/0! | #DIV/0! | #DIV/0! | #DIV/0! | #DIV/0! | #DIV/0! | #DIV/0! | #DIV/0! | #DIV/0! | #DIV/0! | 1 | #DIV/0! | 1 | #DIV/0!
#DIV/0! | #DIV/0! | #DIV/0! | #DIV/0! | #DIV/0! | #DIV/0! |  | 0 | 0 | 0 |  | 5 | #DIV/0! | #DIV/0! | #DIV/0! | #DIV/0! | #DIV/0! | #DIV/0! | #DIV/0! | #DIV/0! | #DIV/0! | #DIV/0! | 1 | #DIV/0! | #DIV/0! | #DIV/0! | #DIV/0! | 0 | 0 | 0 | 1 | FALSE | FALSE | #DIV/0! | #DIV/0! | #DIV/0! | #DIV/0! | #DIV/0! | #DIV/0! | 1 | #DIV/0! | #DIV/0! | #DIV/0! | #DIV/0! | #DIV/0! | #DIV/0! | #DIV/0! | #DIV/0! | #DIV/0! | #DIV/0! | #DIV/0! | 1 | #DIV/0! | 1 | #DIV/0!
#DIV/0! | #DIV/0! | #DIV/0! | #DIV/0! | #DIV/0! | #DIV/0! |  | 0 | 0 | 0 |  | 5 | #DIV/0! | #DIV/0! | #DIV/0! | #DIV/0! | #DIV/0! | #DIV/0! | #DIV/0! | #DIV/0! | #DIV/0! | #DIV/0! | 1 | #DIV/0! | #DIV/0! | #DIV/0! | #DIV/0! | 0 | 0 | 0 | 1 | FALSE | FALSE | #DIV/0! | #DIV/0! | #DIV/0! | #DIV/0! | #DIV/0! | #DIV/0! | 1 | #DIV/0! | #DIV/0! | #DIV/0! | #DIV/0! | #DIV/0! | #DIV/0! | #DIV/0! | #DIV/0! | #DIV/0! | #DIV/0! | #DIV/0! | 1 | #DIV/0! | 1 | #DIV/0!
#DIV/0! | #DIV/0! | #DIV/0! | #DIV/0! | #DIV/0! | #DIV/0! |  | 0 | 0 | 0 |  | 5 | #DIV/0! | #DIV/0! | #DIV/0! | #DIV/0! | #DIV/0! | #DIV/0! | #DIV/0! | #DIV/0! | #DIV/0! | #DIV/0! | 1 | #DIV/0! | #DIV/0! | #DIV/0! | #DIV/0! | 0 | 0 | 0 | 1 | FALSE | FALSE | #DIV/0! | #DIV/0! | #DIV/0! | #DIV/0! | #DIV/0! | #DIV/0! | 1 | #DIV/0! | #DIV/0! | #DIV/0! | #DIV/0! | #DIV/0! | #DIV/0! | #DIV/0! | #DIV/0! | #DIV/0! | #DIV/0! | #DIV/0! | 1 | #DIV/0! | 1 | #DIV/0!
#DIV/0! | #DIV/0! | #DIV/0! | #DIV/0! | #DIV/0! | #DIV/0! |  | 0 | 0 | 0 |  | 5 | #DIV/0! | #DIV/0! | #DIV/0! | #DIV/0! | #DIV/0! | #DIV/0! | #DIV/0! | #DIV/0! | #DIV/0! | #DIV/0! | 1 | #DIV/0! | #DIV/0! | #DIV/0! | #DIV/0! | 0 | 0 | 0 | 1 | FALSE | FALSE | #DIV/0! | #DIV/0! | #DIV/0! | #DIV/0! | #DIV/0! | #DIV/0! | 1 | #DIV/0! | #DIV/0! | #DIV/0! | #DIV/0! | #DIV/0! | #DIV/0! | #DIV/0! | #DIV/0! | #DIV/0! | #DIV/0! | #DIV/0! | 1 | #DIV/0! | 1 | #DIV/0!
#DIV/0! | #DIV/0! | #DIV/0! | #DIV/0! | #DIV/0! | #DIV/0! |  | 0 | 0 | 0 |  | 5 | #DIV/0! | #DIV/0! | #DIV/0! | #DIV/0! | #DIV/0! | #DIV/0! | #DIV/0! | #DIV/0! | #DIV/0! | #DIV/0! | 1 | #DIV/0! | #DIV/0! | #DIV/0! | #DIV/0! | 0 | 0 | 0 | 1 | FALSE | FALSE | #DIV/0! | #DIV/0! | #DIV/0! | #DIV/0! | #DIV/0! | #DIV/0! | 1 | #DIV/0! | #DIV/0! | #DIV/0! | #DIV/0! | #DIV/0! | #DIV/0! | #DIV/0! | #DIV/0! | #DIV/0! | #DIV/0! | #DIV/0! | 1 | #DIV/0! | 1 | #DIV/0!
#DIV/0! | #DIV/0! | #DIV/0! | #DIV/0! | #DIV/0! | #DIV/0! |  | 0 | 0 | 0 |  | 5 | #DIV/0! | #DIV/0! | #DIV/0! | #DIV/0! | #DIV/0! | #DIV/0! | #DIV/0! | #DIV/0! | #DIV/0! | #DIV/0! | 1 | #DIV/0! | #DIV/0! | #DIV/0! | #DIV/0! | 0 | 0 | 0 | 1 | FALSE | FALSE | #DIV/0! | #DIV/0! | #DIV/0! | #DIV/0! | #DIV/0! | #DIV/0! | 1 | #DIV/0! | #DIV/0! | #DIV/0! | #DIV/0! | #DIV/0! | #DIV/0! | #DIV/0! | #DIV/0! | #DIV/0! | #DIV/0! | #DIV/0! | 1 | #DIV/0! | 1 | #DIV/0!
#DIV/0! | #DIV/0! | #DIV/0! | #DIV/0! | #DIV/0! | #DIV/0! |  | 0 | 0 | 0 |  | 5 | #DIV/0! | #DIV/0! | #DIV/0! | #DIV/0! | #DIV/0! | #DIV/0! | #DIV/0! | #DIV/0! | #DIV/0! | #DIV/0! | 1 | #DIV/0! | #DIV/0! | #DIV/0! | #DIV/0! | 0 | 0 | 0 | 1 | FALSE | FALSE | #DIV/0! | #DIV/0! | #DIV/0! | #DIV/0! | #DIV/0! | #DIV/0! | 1 | #DIV/0! | #DIV/0! | #DIV/0! | #DIV/0! | #DIV/0! | #DIV/0! | #DIV/0! | #DIV/0! | #DIV/0! | #DIV/0! | #DIV/0! | 1 | #DIV/0! | 1 | #DIV/0!
#DIV/0! | #DIV/0! | #DIV/0! | #DIV/0! | #DIV/0! | #DIV/0! |  | 0 | 0 | 0 |  | 5 | #DIV/0! | #DIV/0! | #DIV/0! | #DIV/0! | #DIV/0! | #DIV/0! | #DIV/0! | #DIV/0! | #DIV/0! | #DIV/0! | 1 | #DIV/0! | #DIV/0! | #DIV/0! | #DIV/0! | 0 | 0 | 0 | 1 | FALSE | FALSE | #DIV/0! | #DIV/0! | #DIV/0! | #DIV/0! | #DIV/0! | #DIV/0! | 1 | #DIV/0! | #DIV/0! | #DIV/0! | #DIV/0! | #DIV/0! | #DIV/0! | #DIV/0! | #DIV/0! | #DIV/0! | #DIV/0! | #DIV/0! | 1 | #DIV/0! | 1 | #DIV/0!
#DIV/0! | #DIV/0! | #DIV/0! | #DIV/0! | #DIV/0! | #DIV/0! |  | 0 | 0 | 0 |  | 5 | #DIV/0! | #DIV/0! | #DIV/0! | #DIV/0! | #DIV/0! | #DIV/0! | #DIV/0! | #DIV/0! | #DIV/0! | #DIV/0! | 1 | #DIV/0! | #DIV/0! | #DIV/0! | #DIV/0! | 0 | 0 | 0 | 1 | FALSE | FALSE | #DIV/0! | #DIV/0! | #DIV/0! | #DIV/0! | #DIV/0! | #DIV/0! | 1 | #DIV/0! | #DIV/0! | #DIV/0! | #DIV/0! | #DIV/0! | #DIV/0! | #DIV/0! | #DIV/0! | #DIV/0! | #DIV/0! | #DIV/0! | 1 | #DIV/0! | 1 | #DIV/0!
#DIV/0! | #DIV/0! | #DIV/0! | #DIV/0! | #DIV/0! | #DIV/0! |  | 0 | 0 | 0 |  | 5 | #DIV/0! | #DIV/0! | #DIV/0! | #DIV/0! | #DIV/0! | #DIV/0! | #DIV/0! | #DIV/0! | #DIV/0! | #DIV/0! | 1 | #DIV/0! | #DIV/0! | #DIV/0! | #DIV/0! | 0 | 0 | 0 | 1 | FALSE | FALSE | #DIV/0! | #DIV/0! | #DIV/0! | #DIV/0! | #DIV/0! | #DIV/0! | 1 | #DIV/0! | #DIV/0! | #DIV/0! | #DIV/0! | #DIV/0! | #DIV/0! | #DIV/0! | #DIV/0! | #DIV/0! | #DIV/0! | #DIV/0! | 1 | #DIV/0! | 1 | #DIV/0!
#DIV/0! | #DIV/0! | #DIV/0! | #DIV/0! | #DIV/0! | #DIV/0! |  | 0 | 0 | 0 |  | 5 | #DIV/0! | #DIV/0! | #DIV/0! | #DIV/0! | #DIV/0! | #DIV/0! | #DIV/0! | #DIV/0! | #DIV/0! | #DIV/0! | 1 | #DIV/0! | #DIV/0! | #DIV/0! | #DIV/0! | 0 | 0 | 0 | 1 | FALSE | FALSE | #DIV/0! | #DIV/0! | #DIV/0! | #DIV/0! | #DIV/0! | #DIV/0! | 1 | #DIV/0! | #DIV/0! | #DIV/0! | #DIV/0! | #DIV/0! | #DIV/0! | #DIV/0! | #DIV/0! | #DIV/0! | #DIV/0! | #DIV/0! | 1 | #DIV/0! | 1 | #DIV/0!
#DIV/0! | #DIV/0! | #DIV/0! | #DIV/0! | #DIV/0! | #DIV/0! |  | 0 | 0 | 0 |  | 5 | #DIV/0! | #DIV/0! | #DIV/0! | #DIV/0! | #DIV/0! | #DIV/0! | #DIV/0! | #DIV/0! | #DIV/0! | #DIV/0! | 1 | #DIV/0! | #DIV/0! | #DIV/0! | #DIV/0! | 0 | 0 | 0 | 1 | FALSE | FALSE | #DIV/0! | #DIV/0! | #DIV/0! | #DIV/0! | #DIV/0! | #DIV/0! | 1 | #DIV/0! | #DIV/0! | #DIV/0! | #DIV/0! | #DIV/0! | #DIV/0! | #DIV/0! | #DIV/0! | #DIV/0! | #DIV/0! | #DIV/0! | 1 | #DIV/0! | 1 | #DIV/0!
#DIV/0! | #DIV/0! | #DIV/0! | #DIV/0! | #DIV/0! | #DIV/0! |  | 0 | 0 | 0 |  | 5 | #DIV/0! | #DIV/0! | #DIV/0! | #DIV/0! | #DIV/0! | #DIV/0! | #DIV/0! | #DIV/0! | #DIV/0! | #DIV/0! | 1 | #DIV/0! | #DIV/0! | #DIV/0! | #DIV/0! | 0 | 0 | 0 | 1 | FALSE | FALSE | #DIV/0! | #DIV/0! | #DIV/0! | #DIV/0! | #DIV/0! | #DIV/0! | 1 | #DIV/0! | #DIV/0! | #DIV/0! | #DIV/0! | #DIV/0! | #DIV/0! | #DIV/0! | #DIV/0! | #DIV/0! | #DIV/0! | #DIV/0! | 1 | #DIV/0! | 1 | #DIV/0!
#DIV/0! | #DIV/0! | #DIV/0! | #DIV/0! | #DIV/0! | #DIV/0! |  | 0 | 0 | 0 |  | 5 | #DIV/0! | #DIV/0! | #DIV/0! | #DIV/0! | #DIV/0! | #DIV/0! | #DIV/0! | #DIV/0! | #DIV/0! | #DIV/0! | 1 | #DIV/0! | #DIV/0! | #DIV/0! | #DIV/0! | 0 | 0 | 0 | 1 | FALSE | FALSE | #DIV/0! | #DIV/0! | #DIV/0! | #DIV/0! | #DIV/0! | #DIV/0! | 1 | #DIV/0! | #DIV/0! | #DIV/0! | #DIV/0! | #DIV/0! | #DIV/0! | #DIV/0! | #DIV/0! | #DIV/0! | #DIV/0! | #DIV/0! | 1 | #DIV/0! | 1 | #DIV/0!
#DIV/0! | #DIV/0! | #DIV/0! | #DIV/0! | #DIV/0! | #DIV/0! |  | 0 | 0 | 0 |  | 5 | #DIV/0! | #DIV/0! | #DIV/0! | #DIV/0! | #DIV/0! | #DIV/0! | #DIV/0! | #DIV/0! | #DIV/0! | #DIV/0! | 1 | #DIV/0! | #DIV/0! | #DIV/0! | #DIV/0! | 0 | 0 | 0 | 1 | FALSE | FALSE | #DIV/0! | #DIV/0! | #DIV/0! | #DIV/0! | #DIV/0! | #DIV/0! | 1 | #DIV/0! | #DIV/0! | #DIV/0! | #DIV/0! | #DIV/0! | #DIV/0! | #DIV/0! | #DIV/0! | #DIV/0! | #DIV/0! | #DIV/0! | 1 | #DIV/0! | 1 | #DIV/0!
#DIV/0! | #DIV/0! | #DIV/0! | #DIV/0! | #DIV/0! | #DIV/0! |  | 0 | 0 | 0 |  | 5 | #DIV/0! | #DIV/0! | #DIV/0! | #DIV/0! | #DIV/0! | #DIV/0! | #DIV/0! | #DIV/0! | #DIV/0! | #DIV/0! | 1 | #DIV/0! | #DIV/0! | #DIV/0! | #DIV/0! | 0 | 0 | 0 | 1 | FALSE | FALSE | #DIV/0! | #DIV/0! | #DIV/0! | #DIV/0! | #DIV/0! | #DIV/0! | 1 | #DIV/0! | #DIV/0! | #DIV/0! | #DIV/0! | #DIV/0! | #DIV/0! | #DIV/0! | #DIV/0! | #DIV/0! | #DIV/0! | #DIV/0! | 1 | #DIV/0! | 1 | #DIV/0!
#DIV/0! | #DIV/0! | #DIV/0! | #DIV/0! | #DIV/0! | #DIV/0! |  | 0 | 0 | 0 |  | 5 | #DIV/0! | #DIV/0! | #DIV/0! | #DIV/0! | #DIV/0! | #DIV/0! | #DIV/0! | #DIV/0! | #DIV/0! | #DIV/0! | 1 | #DIV/0! | #DIV/0! | #DIV/0! | #DIV/0! | 0 | 0 | 0 | 1 | FALSE | FALSE | #DIV/0! | #DIV/0! | #DIV/0! | #DIV/0! | #DIV/0! | #DIV/0! | 1 | #DIV/0! | #DIV/0! | #DIV/0! | #DIV/0! | #DIV/0! | #DIV/0! | #DIV/0! | #DIV/0! | #DIV/0! | #DIV/0! | #DIV/0! | 1 | #DIV/0! | 1 | #DIV/0!
#DIV/0! | #DIV/0! | #DIV/0! | #DIV/0! | #DIV/0! | #DIV/0! |  | 0 | 0 | 0 |  | 5 | #DIV/0! | #DIV/0! | #DIV/0! | #DIV/0! | #DIV/0! | #DIV/0! | #DIV/0! | #DIV/0! | #DIV/0! | #DIV/0! | 1 | #DIV/0! | #DIV/0! | #DIV/0! | #DIV/0! | 0 | 0 | 0 | 1 | FALSE | FALSE | #DIV/0! | #DIV/0! | #DIV/0! | #DIV/0! | #DIV/0! | #DIV/0! | 1 | #DIV/0! | #DIV/0! | #DIV/0! | #DIV/0! | #DIV/0! | #DIV/0! | #DIV/0! | #DIV/0! | #DIV/0! | #DIV/0! | #DIV/0! | 1 | #DIV/0! | 1 | #DIV/0!
#DIV/0! | #DIV/0! | #DIV/0! | #DIV/0! | #DIV/0! | #DIV/0! |  | 0 | 0 | 0 |  | 5 | #DIV/0! | #DIV/0! | #DIV/0! | #DIV/0! | #DIV/0! | #DIV/0! | #DIV/0! | #DIV/0! | #DIV/0! | #DIV/0! | 1 | #DIV/0! | #DIV/0! | #DIV/0! | #DIV/0! | 0 | 0 | 0 | 1 | FALSE | FALSE | #DIV/0! | #DIV/0! | #DIV/0! | #DIV/0! | #DIV/0! | #DIV/0! | 1 | #DIV/0! | #DIV/0! | #DIV/0! | #DIV/0! | #DIV/0! | #DIV/0! | #DIV/0! | #DIV/0! | #DIV/0! | #DIV/0! | #DIV/0! | 1 | #DIV/0! | 1 | #DIV/0!
#DIV/0! | #DIV/0! | #DIV/0! | #DIV/0! | #DIV/0! | #DIV/0! |  | 0 | 0 | 0 |  | 5 | #DIV/0! | #DIV/0! | #DIV/0! | #DIV/0! | #DIV/0! | #DIV/0! | #DIV/0! | #DIV/0! | #DIV/0! | #DIV/0! | 1 | #DIV/0! | #DIV/0! | #DIV/0! | #DIV/0! | 0 | 0 | 0 | 1 | FALSE | FALSE | #DIV/0! | #DIV/0! | #DIV/0! | #DIV/0! | #DIV/0! | #DIV/0! | 1 | #DIV/0! | #DIV/0! | #DIV/0! | #DIV/0! | #DIV/0! | #DIV/0! | #DIV/0! | #DIV/0! | #DIV/0! | #DIV/0! | #DIV/0! | 1 | #DIV/0! | 1 | #DIV/0!
#DIV/0! | #DIV/0! | #DIV/0! | #DIV/0! | #DIV/0! | #DIV/0! |  | 0 | 0 | 0 |  | 5 | #DIV/0! | #DIV/0! | #DIV/0! | #DIV/0! | #DIV/0! | #DIV/0! | #DIV/0! | #DIV/0! | #DIV/0! | #DIV/0! | 1 | #DIV/0! | #DIV/0! | #DIV/0! | #DIV/0! | 0 | 0 | 0 | 1 | FALSE | FALSE | #DIV/0! | #DIV/0! | #DIV/0! | #DIV/0! | #DIV/0! | #DIV/0! | 1 | #DIV/0! | #DIV/0! | #DIV/0! | #DIV/0! | #DIV/0! | #DIV/0! | #DIV/0! | #DIV/0! | #DIV/0! | #DIV/0! | #DIV/0! | 1 | #DIV/0! | 1 | #DIV/0!
#DIV/0! | #DIV/0! | #DIV/0! | #DIV/0! | #DIV/0! | #DIV/0! |  | 0 | 0 | 0 |  | 5 | #DIV/0! | #DIV/0! | #DIV/0! | #DIV/0! | #DIV/0! | #DIV/0! | #DIV/0! | #DIV/0! | #DIV/0! | #DIV/0! | 1 | #DIV/0! | #DIV/0! | #DIV/0! | #DIV/0! | 0 | 0 | 0 | 1 | FALSE | FALSE | #DIV/0! | #DIV/0! | #DIV/0! | #DIV/0! | #DIV/0! | #DIV/0! | 1 | #DIV/0! | #DIV/0! | #DIV/0! | #DIV/0! | #DIV/0! | #DIV/0! | #DIV/0! | #DIV/0! | #DIV/0! | #DIV/0! | #DIV/0! | 1 | #DIV/0! | 1 | #DIV/0!
#DIV/0! | #DIV/0! | #DIV/0! | #DIV/0! | #DIV/0! | #DIV/0! |  | 0 | 0 | 0 |  | 5 | #DIV/0! | #DIV/0! | #DIV/0! | #DIV/0! | #DIV/0! | #DIV/0! | #DIV/0! | #DIV/0! | #DIV/0! | #DIV/0! | 1 | #DIV/0! | #DIV/0! | #DIV/0! | #DIV/0! | 0 | 0 | 0 | 1 | FALSE | FALSE | #DIV/0! | #DIV/0! | #DIV/0! | #DIV/0! | #DIV/0! | #DIV/0! | 1 | #DIV/0! | #DIV/0! | #DIV/0! | #DIV/0! | #DIV/0! | #DIV/0! | #DIV/0! | #DIV/0! | #DIV/0! | #DIV/0! | #DIV/0! | 1 | #DIV/0! | 1 | #DIV/0!
#DIV/0! | #DIV/0! | #DIV/0! | #DIV/0! | #DIV/0! | #DIV/0! |  | 0 | 0 | 0 |  | 5 | #DIV/0! | #DIV/0! | #DIV/0! | #DIV/0! | #DIV/0! | #DIV/0! | #DIV/0! | #DIV/0! | #DIV/0! | #DIV/0! | 1 | #DIV/0! | #DIV/0! | #DIV/0! | #DIV/0! | 0 | 0 | 0 | 1 | FALSE | FALSE | #DIV/0! | #DIV/0! | #DIV/0! | #DIV/0! | #DIV/0! | #DIV/0! | 1 | #DIV/0! | #DIV/0! | #DIV/0! | #DIV/0! | #DIV/0! | #DIV/0! | #DIV/0! | #DIV/0! | #DIV/0! | #DIV/0! | #DIV/0! | 1 | #DIV/0! | 1 | #DIV/0!
#DIV/0! | #DIV/0! | #DIV/0! | #DIV/0! | #DIV/0! | #DIV/0! |  | 0 | 0 | 0 |  | 5 | #DIV/0! | #DIV/0! | #DIV/0! | #DIV/0! | #DIV/0! | #DIV/0! | #DIV/0! | #DIV/0! | #DIV/0! | #DIV/0! | 1 | #DIV/0! | #DIV/0! | #DIV/0! | #DIV/0! | 0 | 0 | 0 | 1 | FALSE | FALSE | #DIV/0! | #DIV/0! | #DIV/0! | #DIV/0! | #DIV/0! | #DIV/0! | 1 | #DIV/0! | #DIV/0! | #DIV/0! | #DIV/0! | #DIV/0! | #DIV/0! | #DIV/0! | #DIV/0! | #DIV/0! | #DIV/0! | #DIV/0! | 1 | #DIV/0! | 1 | #DIV/0!
#DIV/0! | #DIV/0! | #DIV/0! | #DIV/0! | #DIV/0! | #DIV/0! |  | 0 | 0 | 0 |  | 5 | #DIV/0! | #DIV/0! | #DIV/0! | #DIV/0! | #DIV/0! | #DIV/0! | #DIV/0! | #DIV/0! | #DIV/0! | #DIV/0! | 1 | #DIV/0! | #DIV/0! | #DIV/0! | #DIV/0! | 0 | 0 | 0 | 1 | FALSE | FALSE | #DIV/0! | #DIV/0! | #DIV/0! | #DIV/0! | #DIV/0! | #DIV/0! | 1 | #DIV/0! | #DIV/0! | #DIV/0! | #DIV/0! | #DIV/0! | #DIV/0! | #DIV/0! | #DIV/0! | #DIV/0! | #DIV/0! | #DIV/0! | 1 | #DIV/0! | 1 | #DIV/0!
#DIV/0! | #DIV/0! | #DIV/0! | #DIV/0! | #DIV/0! | #DIV/0! |  | 0 | 0 | 0 |  | 5 | #DIV/0! | #DIV/0! | #DIV/0! | #DIV/0! | #DIV/0! | #DIV/0! | #DIV/0! | #DIV/0! | #DIV/0! | #DIV/0! | 1 | #DIV/0! | #DIV/0! | #DIV/0! | #DIV/0! | 0 | 0 | 0 | 1 | FALSE | FALSE | #DIV/0! | #DIV/0! | #DIV/0! | #DIV/0! | #DIV/0! | #DIV/0! | 1 | #DIV/0! | #DIV/0! | #DIV/0! | #DIV/0! | #DIV/0! | #DIV/0! | #DIV/0! | #DIV/0! | #DIV/0! | #DIV/0! | #DIV/0! | 1 | #DIV/0! | 1 | #DIV/0!
#DIV/0! | #DIV/0! | #DIV/0! | #DIV/0! | #DIV/0! | #DIV/0! |  | 0 | 0 | 0 |  | 5 | #DIV/0! | #DIV/0! | #DIV/0! | #DIV/0! | #DIV/0! | #DIV/0! | #DIV/0! | #DIV/0! | #DIV/0! | #DIV/0! | 1 | #DIV/0! | #DIV/0! | #DIV/0! | #DIV/0! | 0 | 0 | 0 | 1 | FALSE | FALSE | #DIV/0! | #DIV/0! | #DIV/0! | #DIV/0! | #DIV/0! | #DIV/0! | 1 | #DIV/0! | #DIV/0! | #DIV/0! | #DIV/0! | #DIV/0! | #DIV/0! | #DIV/0! | #DIV/0! | #DIV/0! | #DIV/0! | #DIV/0! | 1 | #DIV/0! | 1 | #DIV/0!
#DIV/0! | #DIV/0! | #DIV/0! | #DIV/0! | #DIV/0! | #DIV/0! |  | 0 | 0 | 0 |  | 5 | #DIV/0! | #DIV/0! | #DIV/0! | #DIV/0! | #DIV/0! | #DIV/0! | #DIV/0! | #DIV/0! | #DIV/0! | #DIV/0! | 1 | #DIV/0! | #DIV/0! | #DIV/0! | #DIV/0! | 0 | 0 | 0 | 1 | FALSE | FALSE | #DIV/0! | #DIV/0! | #DIV/0! | #DIV/0! | #DIV/0! | #DIV/0! | 1 | #DIV/0! | #DIV/0! | #DIV/0! | #DIV/0! | #DIV/0! | #DIV/0! | #DIV/0! | #DIV/0! | #DIV/0! | #DIV/0! | #DIV/0! | 1 | #DIV/0! | 1 | #DIV/0!
#DIV/0! | #DIV/0! | #DIV/0! | #DIV/0! | #DIV/0! | #DIV/0! |  | 0 | 0 | 0 |  | 5 | #DIV/0! | #DIV/0! | #DIV/0! | #DIV/0! | #DIV/0! | #DIV/0! | #DIV/0! | #DIV/0! | #DIV/0! | #DIV/0! | 1 | #DIV/0! | #DIV/0! | #DIV/0! | #DIV/0! | 0 | 0 | 0 | 1 | FALSE | FALSE | #DIV/0! | #DIV/0! | #DIV/0! | #DIV/0! | #DIV/0! | #DIV/0! | 1 | #DIV/0! | #DIV/0! | #DIV/0! | #DIV/0! | #DIV/0! | #DIV/0! | #DIV/0! | #DIV/0! | #DIV/0! | #DIV/0! | #DIV/0! | 1 | #DIV/0! | 1 | #DIV/0!
#DIV/0! | #DIV/0! | #DIV/0! | #DIV/0! | #DIV/0! | #DIV/0! |  | 0 | 0 | 0 |  | 5 | #DIV/0! | #DIV/0! | #DIV/0! | #DIV/0! | #DIV/0! | #DIV/0! | #DIV/0! | #DIV/0! | #DIV/0! | #DIV/0! | 1 | #DIV/0! | #DIV/0! | #DIV/0! | #DIV/0! | 0 | 0 | 0 | 1 | FALSE | FALSE | #DIV/0! | #DIV/0! | #DIV/0! | #DIV/0! | #DIV/0! | #DIV/0! | 1 | #DIV/0! | #DIV/0! | #DIV/0! | #DIV/0! | #DIV/0! | #DIV/0! | #DIV/0! | #DIV/0! | #DIV/0! | #DIV/0! | #DIV/0! | 1 | #DIV/0! | 1 | #DIV/0!
#DIV/0! | #DIV/0! | #DIV/0! | #DIV/0! | #DIV/0! | #DIV/0! |  | 0 | 0 | 0 |  | 5 | #DIV/0! | #DIV/0! | #DIV/0! | #DIV/0! | #DIV/0! | #DIV/0! | #DIV/0! | #DIV/0! | #DIV/0! | #DIV/0! | 1 | #DIV/0! | #DIV/0! | #DIV/0! | #DIV/0! | 0 | 0 | 0 | 1 | FALSE | FALSE | #DIV/0! | #DIV/0! | #DIV/0! | #DIV/0! | #DIV/0! | #DIV/0! | 1 | #DIV/0! | #DIV/0! | #DIV/0! | #DIV/0! | #DIV/0! | #DIV/0! | #DIV/0! | #DIV/0! | #DIV/0! | #DIV/0! | #DIV/0! | 1 | #DIV/0! | 1 | #DIV/0!
#DIV/0! | #DIV/0! | #DIV/0! | #DIV/0! | #DIV/0! | #DIV/0! |  | 0 | 0 | 0 |  | 5 | #DIV/0! | #DIV/0! | #DIV/0! | #DIV/0! | #DIV/0! | #DIV/0! | #DIV/0! | #DIV/0! | #DIV/0! | #DIV/0! | 1 | #DIV/0! | #DIV/0! | #DIV/0! | #DIV/0! | 0 | 0 | 0 | 1 | FALSE | FALSE | #DIV/0! | #DIV/0! | #DIV/0! | #DIV/0! | #DIV/0! | #DIV/0! | 1 | #DIV/0! | #DIV/0! | #DIV/0! | #DIV/0! | #DIV/0! | #DIV/0! | #DIV/0! | #DIV/0! | #DIV/0! | #DIV/0! | #DIV/0! | 1 | #DIV/0! | 1 | #DIV/0!
#DIV/0! | #DIV/0! | #DIV/0! | #DIV/0! | #DIV/0! | #DIV/0! |  | 0 | 0 | 0 |  | 5 | #DIV/0! | #DIV/0! | #DIV/0! | #DIV/0! | #DIV/0! | #DIV/0! | #DIV/0! | #DIV/0! | #DIV/0! | #DIV/0! | 1 | #DIV/0! | #DIV/0! | #DIV/0! | #DIV/0! | 0 | 0 | 0 | 1 | FALSE | FALSE | #DIV/0! | #DIV/0! | #DIV/0! | #DIV/0! | #DIV/0! | #DIV/0! | 1 | #DIV/0! | #DIV/0! | #DIV/0! | #DIV/0! | #DIV/0! | #DIV/0! | #DIV/0! | #DIV/0! | #DIV/0! | #DIV/0! | #DIV/0! | 1 | #DIV/0! | 1 | #DIV/0!
#DIV/0! | #DIV/0! | #DIV/0! | #DIV/0! | #DIV/0! | #DIV/0! |  | 0 | 0 | 0 |  | 5 | #DIV/0! | #DIV/0! | #DIV/0! | #DIV/0! | #DIV/0! | #DIV/0! | #DIV/0! | #DIV/0! | #DIV/0! | #DIV/0! | 1 | #DIV/0! | #DIV/0! | #DIV/0! | #DIV/0! | 0 | 0 | 0 | 1 | FALSE | FALSE | #DIV/0! | #DIV/0! | #DIV/0! | #DIV/0! | #DIV/0! | #DIV/0! | 1 | #DIV/0! | #DIV/0! | #DIV/0! | #DIV/0! | #DIV/0! | #DIV/0! | #DIV/0! | #DIV/0! | #DIV/0! | #DIV/0! | #DIV/0! | 1 | #DIV/0! | 1 | #DIV/0!
#DIV/0! | #DIV/0! | #DIV/0! | #DIV/0! | #DIV/0! | #DIV/0! |  | 0 | 0 | 0 |  | 5 | #DIV/0! | #DIV/0! | #DIV/0! | #DIV/0! | #DIV/0! | #DIV/0! | #DIV/0! | #DIV/0! | #DIV/0! | #DIV/0! | 1 | #DIV/0! | #DIV/0! | #DIV/0! | #DIV/0! | 0 | 0 | 0 | 1 | FALSE | FALSE | #DIV/0! | #DIV/0! | #DIV/0! | #DIV/0! | #DIV/0! | #DIV/0! | 1 | #DIV/0! | #DIV/0! | #DIV/0! | #DIV/0! | #DIV/0! | #DIV/0! | #DIV/0! | #DIV/0! | #DIV/0! | #DIV/0! | #DIV/0! | 1 | #DIV/0! | 1 | #DIV/0!
#DIV/0! | #DIV/0! | #DIV/0! | #DIV/0! | #DIV/0! | #DIV/0! |  | 0 | 0 | 0 |  | 5 | #DIV/0! | #DIV/0! | #DIV/0! | #DIV/0! | #DIV/0! | #DIV/0! | #DIV/0! | #DIV/0! | #DIV/0! | #DIV/0! | 1 | #DIV/0! | #DIV/0! | #DIV/0! | #DIV/0! | 0 | 0 | 0 | 1 | FALSE | FALSE | #DIV/0! | #DIV/0! | #DIV/0! | #DIV/0! | #DIV/0! | #DIV/0! | 1 | #DIV/0! | #DIV/0! | #DIV/0! | #DIV/0! | #DIV/0! | #DIV/0! | #DIV/0! | #DIV/0! | #DIV/0! | #DIV/0! | #DIV/0! | 1 | #DIV/0! | 1 | #DIV/0!
#DIV/0! | #DIV/0! | #DIV/0! | #DIV/0! | #DIV/0! | #DIV/0! |  | 0 | 0 | 0 |  | 5 | #DIV/0! | #DIV/0! | #DIV/0! | #DIV/0! | #DIV/0! | #DIV/0! | #DIV/0! | #DIV/0! | #DIV/0! | #DIV/0! | 1 | #DIV/0! | #DIV/0! | #DIV/0! | #DIV/0! | 0 | 0 | 0 | 1 | FALSE | FALSE | #DIV/0! | #DIV/0! | #DIV/0! | #DIV/0! | #DIV/0! | #DIV/0! | 1 | #DIV/0! | #DIV/0! | #DIV/0! | #DIV/0! | #DIV/0! | #DIV/0! | #DIV/0! | #DIV/0! | #DIV/0! | #DIV/0! | #DIV/0! | 1 | #DIV/0! | 1 | #DIV/0!
#DIV/0! | #DIV/0! | #DIV/0! | #DIV/0! | #DIV/0! | #DIV/0! |  | 0 | 0 | 0 |  | 5 | #DIV/0! | #DIV/0! | #DIV/0! | #DIV/0! | #DIV/0! | #DIV/0! | #DIV/0! | #DIV/0! | #DIV/0! | #DIV/0! | 1 | #DIV/0! | #DIV/0! | #DIV/0! | #DIV/0! | 0 | 0 | 0 | 1 | FALSE | FALSE | #DIV/0! | #DIV/0! | #DIV/0! | #DIV/0! | #DIV/0! | #DIV/0! | 1 | #DIV/0! | #DIV/0! | #DIV/0! | #DIV/0! | #DIV/0! | #DIV/0! | #DIV/0! | #DIV/0! | #DIV/0! | #DIV/0! | #DIV/0! | 1 | #DIV/0! | 1 | #DIV/0!
#DIV/0! | #DIV/0! | #DIV/0! | #DIV/0! | #DIV/0! | #DIV/0! |  | 0 | 0 | 0 |  | 5 | #DIV/0! | #DIV/0! | #DIV/0! | #DIV/0! | #DIV/0! | #DIV/0! | #DIV/0! | #DIV/0! | #DIV/0! | #DIV/0! | 1 | #DIV/0! | #DIV/0! | #DIV/0! | #DIV/0! | 0 | 0 | 0 | 1 | FALSE | FALSE | #DIV/0! | #DIV/0! | #DIV/0! | #DIV/0! | #DIV/0! | #DIV/0! | 1 | #DIV/0! | #DIV/0! | #DIV/0! | #DIV/0! | #DIV/0! | #DIV/0! | #DIV/0! | #DIV/0! | #DIV/0! | #DIV/0! | #DIV/0! | 1 | #DIV/0! | 1 | #DIV/0!
#DIV/0! | #DIV/0! | #DIV/0! | #DIV/0! | #DIV/0! | #DIV/0! |  | 0 | 0 | 0 |  | 5 | #DIV/0! | #DIV/0! | #DIV/0! | #DIV/0! | #DIV/0! | #DIV/0! | #DIV/0! | #DIV/0! | #DIV/0! | #DIV/0! | 1 | #DIV/0! | #DIV/0! | #DIV/0! | #DIV/0! | 0 | 0 | 0 | 1 | FALSE | FALSE | #DIV/0! | #DIV/0! | #DIV/0! | #DIV/0! | #DIV/0! | #DIV/0! | 1 | #DIV/0! | #DIV/0! | #DIV/0! | #DIV/0! | #DIV/0! | #DIV/0! | #DIV/0! | #DIV/0! | #DIV/0! | #DIV/0! | #DIV/0! | 1 | #DIV/0! | 1 | #DIV/0!
#DIV/0! | #DIV/0! | #DIV/0! | #DIV/0! | #DIV/0! | #DIV/0! |  | 0 | 0 | 0 |  | 5 | #DIV/0! | #DIV/0! | #DIV/0! | #DIV/0! | #DIV/0! | #DIV/0! | #DIV/0! | #DIV/0! | #DIV/0! | #DIV/0! | 1 | #DIV/0! | #DIV/0! | #DIV/0! | #DIV/0! | 0 | 0 | 0 | 1 | FALSE | FALSE | #DIV/0! | #DIV/0! | #DIV/0! | #DIV/0! | #DIV/0! | #DIV/0! | 1 | #DIV/0! | #DIV/0! | #DIV/0! | #DIV/0! | #DIV/0! | #DIV/0! | #DIV/0! | #DIV/0! | #DIV/0! | #DIV/0! | #DIV/0! | 1 | #DIV/0! | 1 | #DIV/0!
#DIV/0! | #DIV/0! | #DIV/0! | #DIV/0! | #DIV/0! | #DIV/0! |  | 0 | 0 | 0 |  | 5 | #DIV/0! | #DIV/0! | #DIV/0! | #DIV/0! | #DIV/0! | #DIV/0! | #DIV/0! | #DIV/0! | #DIV/0! | #DIV/0! | 1 | #DIV/0! | #DIV/0! | #DIV/0! | #DIV/0! | 0 | 0 | 0 | 1 | FALSE | FALSE | #DIV/0! | #DIV/0! | #DIV/0! | #DIV/0! | #DIV/0! | #DIV/0! | 1 | #DIV/0! | #DIV/0! | #DIV/0! | #DIV/0! | #DIV/0! | #DIV/0! | #DIV/0! | #DIV/0! | #DIV/0! | #DIV/0! | #DIV/0! | 1 | #DIV/0! | 1 | #DIV/0!
#DIV/0! | #DIV/0! | #DIV/0! | #DIV/0! | #DIV/0! | #DIV/0! |  | 0 | 0 | 0 |  | 5 | #DIV/0! | #DIV/0! | #DIV/0! | #DIV/0! | #DIV/0! | #DIV/0! | #DIV/0! | #DIV/0! | #DIV/0! | #DIV/0! | 1 | #DIV/0! | #DIV/0! | #DIV/0! | #DIV/0! | 0 | 0 | 0 | 1 | FALSE | FALSE | #DIV/0! | #DIV/0! | #DIV/0! | #DIV/0! | #DIV/0! | #DIV/0! | 1 | #DIV/0! | #DIV/0! | #DIV/0! | #DIV/0! | #DIV/0! | #DIV/0! | #DIV/0! | #DIV/0! | #DIV/0! | #DIV/0! | #DIV/0! | 1 | #DIV/0! | 1 | #DIV/0!
#DIV/0! | #DIV/0! | #DIV/0! | #DIV/0! | #DIV/0! | #DIV/0! |  | 0 | 0 | 0 |  | 5 | #DIV/0! | #DIV/0! | #DIV/0! | #DIV/0! | #DIV/0! | #DIV/0! | #DIV/0! | #DIV/0! | #DIV/0! | #DIV/0! | 1 | #DIV/0! | #DIV/0! | #DIV/0! | #DIV/0! | 0 | 0 | 0 | 1 | FALSE | FALSE | #DIV/0! | #DIV/0! | #DIV/0! | #DIV/0! | #DIV/0! | #DIV/0! | 1 | #DIV/0! | #DIV/0! | #DIV/0! | #DIV/0! | #DIV/0! | #DIV/0! | #DIV/0! | #DIV/0! | #DIV/0! | #DIV/0! | #DIV/0! | 1 | #DIV/0! | 1 | #DIV/0!
#DIV/0! | #DIV/0! | #DIV/0! | #DIV/0! | #DIV/0! | #DIV/0! |  | 0 | 0 | 0 |  | 5 | #DIV/0! | #DIV/0! | #DIV/0! | #DIV/0! | #DIV/0! | #DIV/0! | #DIV/0! | #DIV/0! | #DIV/0! | #DIV/0! | 1 | #DIV/0! | #DIV/0! | #DIV/0! | #DIV/0! | 0 | 0 | 0 | 1 | FALSE | FALSE | #DIV/0! | #DIV/0! | #DIV/0! | #DIV/0! | #DIV/0! | #DIV/0! | 1 | #DIV/0! | #DIV/0! | #DIV/0! | #DIV/0! | #DIV/0! | #DIV/0! | #DIV/0! | #DIV/0! | #DIV/0! | #DIV/0! | #DIV/0! | 1 | #DIV/0! | 1 | #DIV/0!
#DIV/0! | #DIV/0! | #DIV/0! | #DIV/0! | #DIV/0! | #DIV/0! |  | 0 | 0 | 0 |  | 5 | #DIV/0! | #DIV/0! | #DIV/0! | #DIV/0! | #DIV/0! | #DIV/0! | #DIV/0! | #DIV/0! | #DIV/0! | #DIV/0! | 1 | #DIV/0! | #DIV/0! | #DIV/0! | #DIV/0! | 0 | 0 | 0 | 1 | FALSE | FALSE | #DIV/0! | #DIV/0! | #DIV/0! | #DIV/0! | #DIV/0! | #DIV/0! | 1 | #DIV/0! | #DIV/0! | #DIV/0! | #DIV/0! | #DIV/0! | #DIV/0! | #DIV/0! | #DIV/0! | #DIV/0! | #DIV/0! | #DIV/0! | 1 | #DIV/0! | 1 | #DIV/0!
#DIV/0! | #DIV/0! | #DIV/0! | #DIV/0! | #DIV/0! | #DIV/0! |  | 0 | 0 | 0 |  | 5 | #DIV/0! | #DIV/0! | #DIV/0! | #DIV/0! | #DIV/0! | #DIV/0! | #DIV/0! | #DIV/0! | #DIV/0! | #DIV/0! | 1 | #DIV/0! | #DIV/0! | #DIV/0! | #DIV/0! | 0 | 0 | 0 | 1 | FALSE | FALSE | #DIV/0! | #DIV/0! | #DIV/0! | #DIV/0! | #DIV/0! | #DIV/0! | 1 | #DIV/0! | #DIV/0! | #DIV/0! | #DIV/0! | #DIV/0! | #DIV/0! | #DIV/0! | #DIV/0! | #DIV/0! | #DIV/0! | #DIV/0! | 1 | #DIV/0! | 1 | #DIV/0!
#DIV/0! | #DIV/0! | #DIV/0! | #DIV/0! | #DIV/0! | #DIV/0! |  | 0 | 0 | 0 |  | 5 | #DIV/0! | #DIV/0! | #DIV/0! | #DIV/0! | #DIV/0! | #DIV/0! | #DIV/0! | #DIV/0! | #DIV/0! | #DIV/0! | 1 | #DIV/0! | #DIV/0! | #DIV/0! | #DIV/0! | 0 | 0 | 0 | 1 | FALSE | FALSE | #DIV/0! | #DIV/0! | #DIV/0! | #DIV/0! | #DIV/0! | #DIV/0! | 1 | #DIV/0! | #DIV/0! | #DIV/0! | #DIV/0! | #DIV/0! | #DIV/0! | #DIV/0! | #DIV/0! | #DIV/0! | #DIV/0! | #DIV/0! | 1 | #DIV/0! | 1 | #DIV/0!
#DIV/0! | #DIV/0! | #DIV/0! | #DIV/0! | #DIV/0! | #DIV/0! |  | 0 | 0 | 0 |  | 5 | #DIV/0! | #DIV/0! | #DIV/0! | #DIV/0! | #DIV/0! | #DIV/0! | #DIV/0! | #DIV/0! | #DIV/0! | #DIV/0! | 1 | #DIV/0! | #DIV/0! | #DIV/0! | #DIV/0! | 0 | 0 | 0 | 1 | FALSE | FALSE | #DIV/0! | #DIV/0! | #DIV/0! | #DIV/0! | #DIV/0! | #DIV/0! | 1 | #DIV/0! | #DIV/0! | #DIV/0! | #DIV/0! | #DIV/0! | #DIV/0! | #DIV/0! | #DIV/0! | #DIV/0! | #DIV/0! | #DIV/0! | 1 | #DIV/0! | 1 | #DIV/0!
#DIV/0! | #DIV/0! | #DIV/0! | #DIV/0! | #DIV/0! | #DIV/0! |  | 0 | 0 | 0 |  | 5 | #DIV/0! | #DIV/0! | #DIV/0! | #DIV/0! | #DIV/0! | #DIV/0! | #DIV/0! | #DIV/0! | #DIV/0! | #DIV/0! | 1 | #DIV/0! | #DIV/0! | #DIV/0! | #DIV/0! | 0 | 0 | 0 | 1 | FALSE | FALSE | #DIV/0! | #DIV/0! | #DIV/0! | #DIV/0! | #DIV/0! | #DIV/0! | 1 | #DIV/0! | #DIV/0! | #DIV/0! | #DIV/0! | #DIV/0! | #DIV/0! | #DIV/0! | #DIV/0! | #DIV/0! | #DIV/0! | #DIV/0! | 1 | #DIV/0! | 1 | #DIV/0!
#DIV/0! | #DIV/0! | #DIV/0! | #DIV/0! | #DIV/0! | #DIV/0! |  | 0 | 0 | 0 |  | 5 | #DIV/0! | #DIV/0! | #DIV/0! | #DIV/0! | #DIV/0! | #DIV/0! | #DIV/0! | #DIV/0! | #DIV/0! | #DIV/0! | 1 | #DIV/0! | #DIV/0! | #DIV/0! | #DIV/0! | 0 | 0 | 0 | 1 | FALSE | FALSE | #DIV/0! | #DIV/0! | #DIV/0! | #DIV/0! | #DIV/0! | #DIV/0! | 1 | #DIV/0! | #DIV/0! | #DIV/0! | #DIV/0! | #DIV/0! | #DIV/0! | #DIV/0! | #DIV/0! | #DIV/0! | #DIV/0! | #DIV/0! | 1 | #DIV/0! | 1 | #DIV/0!
| 6 | Reihe stehender Module
#DIV/0! | #DIV/0! | #DIV/0! | #DIV/0! | #DIV/0! | #DIV/0! |  | 0 | 0 | 0 |  | 6 | #DIV/0! | #DIV/0! | #DIV/0! | #DIV/0! | #DIV/0! | #DIV/0! | #DIV/0! | #DIV/0! | #DIV/0! | #DIV/0! | 1 | #DIV/0! | #DIV/0! | #DIV/0! | #DIV/0! | 0 | 0 | 0 | 1 | FALSE | FALSE | #DIV/0! | #DIV/0! | #DIV/0! | #DIV/0! | #DIV/0! | #DIV/0! | 1 | #DIV/0! | #DIV/0! | #DIV/0! | #DIV/0! | #DIV/0! | #DIV/0! | #DIV/0! | #DIV/0! | #DIV/0! | #DIV/0! | #DIV/0! | 1 | #DIV/0! | 1 | #DIV/0!
#DIV/0! | #DIV/0! | #DIV/0! | #DIV/0! | #DIV/0! | #DIV/0! |  | 0 | 0 | 0 |  | 6 | #DIV/0! | #DIV/0! | #DIV/0! | #DIV/0! | #DIV/0! | #DIV/0! | #DIV/0! | #DIV/0! | #DIV/0! | #DIV/0! | 1 | #DIV/0! | #DIV/0! | #DIV/0! | #DIV/0! | 0 | 0 | 0 | 1 | FALSE | FALSE | #DIV/0! | #DIV/0! | #DIV/0! | #DIV/0! | #DIV/0! | #DIV/0! | 1 | #DIV/0! | #DIV/0! | #DIV/0! | #DIV/0! | #DIV/0! | #DIV/0! | #DIV/0! | #DIV/0! | #DIV/0! | #DIV/0! | #DIV/0! | 1 | #DIV/0! | 1 | #DIV/0!
#DIV/0! | #DIV/0! | #DIV/0! | #DIV/0! | #DIV/0! | #DIV/0! |  | 0 | 0 | 0 |  | 6 | #DIV/0! | #DIV/0! | #DIV/0! | #DIV/0! | #DIV/0! | #DIV/0! | #DIV/0! | #DIV/0! | #DIV/0! | #DIV/0! | 1 | #DIV/0! | #DIV/0! | #DIV/0! | #DIV/0! | 0 | 0 | 0 | 1 | FALSE | FALSE | #DIV/0! | #DIV/0! | #DIV/0! | #DIV/0! | #DIV/0! | #DIV/0! | 1 | #DIV/0! | #DIV/0! | #DIV/0! | #DIV/0! | #DIV/0! | #DIV/0! | #DIV/0! | #DIV/0! | #DIV/0! | #DIV/0! | #DIV/0! | 1 | #DIV/0! | 1 | #DIV/0!
#DIV/0! | #DIV/0! | #DIV/0! | #DIV/0! | #DIV/0! | #DIV/0! |  | 0 | 0 | 0 |  | 6 | #DIV/0! | #DIV/0! | #DIV/0! | #DIV/0! | #DIV/0! | #DIV/0! | #DIV/0! | #DIV/0! | #DIV/0! | #DIV/0! | 1 | #DIV/0! | #DIV/0! | #DIV/0! | #DIV/0! | 0 | 0 | 0 | 1 | FALSE | FALSE | #DIV/0! | #DIV/0! | #DIV/0! | #DIV/0! | #DIV/0! | #DIV/0! | 1 | #DIV/0! | #DIV/0! | #DIV/0! | #DIV/0! | #DIV/0! | #DIV/0! | #DIV/0! | #DIV/0! | #DIV/0! | #DIV/0! | #DIV/0! | 1 | #DIV/0! | 1 | #DIV/0!
#DIV/0! | #DIV/0! | #DIV/0! | #DIV/0! | #DIV/0! | #DIV/0! |  | 0 | 0 | 0 |  | 6 | #DIV/0! | #DIV/0! | #DIV/0! | #DIV/0! | #DIV/0! | #DIV/0! | #DIV/0! | #DIV/0! | #DIV/0! | #DIV/0! | 1 | #DIV/0! | #DIV/0! | #DIV/0! | #DIV/0! | 0 | 0 | 0 | 1 | FALSE | FALSE | #DIV/0! | #DIV/0! | #DIV/0! | #DIV/0! | #DIV/0! | #DIV/0! | 1 | #DIV/0! | #DIV/0! | #DIV/0! | #DIV/0! | #DIV/0! | #DIV/0! | #DIV/0! | #DIV/0! | #DIV/0! | #DIV/0! | #DIV/0! | 1 | #DIV/0! | 1 | #DIV/0!
#DIV/0! | #DIV/0! | #DIV/0! | #DIV/0! | #DIV/0! | #DIV/0! |  | 0 | 0 | 0 |  | 6 | #DIV/0! | #DIV/0! | #DIV/0! | #DIV/0! | #DIV/0! | #DIV/0! | #DIV/0! | #DIV/0! | #DIV/0! | #DIV/0! | 1 | #DIV/0! | #DIV/0! | #DIV/0! | #DIV/0! | 0 | 0 | 0 | 1 | FALSE | FALSE | #DIV/0! | #DIV/0! | #DIV/0! | #DIV/0! | #DIV/0! | #DIV/0! | 1 | #DIV/0! | #DIV/0! | #DIV/0! | #DIV/0! | #DIV/0! | #DIV/0! | #DIV/0! | #DIV/0! | #DIV/0! | #DIV/0! | #DIV/0! | 1 | #DIV/0! | 1 | #DIV/0!
#DIV/0! | #DIV/0! | #DIV/0! | #DIV/0! | #DIV/0! | #DIV/0! |  | 0 | 0 | 0 |  | 6 | #DIV/0! | #DIV/0! | #DIV/0! | #DIV/0! | #DIV/0! | #DIV/0! | #DIV/0! | #DIV/0! | #DIV/0! | #DIV/0! | 1 | #DIV/0! | #DIV/0! | #DIV/0! | #DIV/0! | 0 | 0 | 0 | 1 | FALSE | FALSE | #DIV/0! | #DIV/0! | #DIV/0! | #DIV/0! | #DIV/0! | #DIV/0! | 1 | #DIV/0! | #DIV/0! | #DIV/0! | #DIV/0! | #DIV/0! | #DIV/0! | #DIV/0! | #DIV/0! | #DIV/0! | #DIV/0! | #DIV/0! | 1 | #DIV/0! | 1 | #DIV/0!
#DIV/0! | #DIV/0! | #DIV/0! | #DIV/0! | #DIV/0! | #DIV/0! |  | 0 | 0 | 0 |  | 6 | #DIV/0! | #DIV/0! | #DIV/0! | #DIV/0! | #DIV/0! | #DIV/0! | #DIV/0! | #DIV/0! | #DIV/0! | #DIV/0! | 1 | #DIV/0! | #DIV/0! | #DIV/0! | #DIV/0! | 0 | 0 | 0 | 1 | FALSE | FALSE | #DIV/0! | #DIV/0! | #DIV/0! | #DIV/0! | #DIV/0! | #DIV/0! | 1 | #DIV/0! | #DIV/0! | #DIV/0! | #DIV/0! | #DIV/0! | #DIV/0! | #DIV/0! | #DIV/0! | #DIV/0! | #DIV/0! | #DIV/0! | 1 | #DIV/0! | 1 | #DIV/0!
#DIV/0! | #DIV/0! | #DIV/0! | #DIV/0! | #DIV/0! | #DIV/0! |  | 0 | 0 | 0 |  | 6 | #DIV/0! | #DIV/0! | #DIV/0! | #DIV/0! | #DIV/0! | #DIV/0! | #DIV/0! | #DIV/0! | #DIV/0! | #DIV/0! | 1 | #DIV/0! | #DIV/0! | #DIV/0! | #DIV/0! | 0 | 0 | 0 | 1 | FALSE | FALSE | #DIV/0! | #DIV/0! | #DIV/0! | #DIV/0! | #DIV/0! | #DIV/0! | 1 | #DIV/0! | #DIV/0! | #DIV/0! | #DIV/0! | #DIV/0! | #DIV/0! | #DIV/0! | #DIV/0! | #DIV/0! | #DIV/0! | #DIV/0! | 1 | #DIV/0! | 1 | #DIV/0!
#DIV/0! | #DIV/0! | #DIV/0! | #DIV/0! | #DIV/0! | #DIV/0! |  | 0 | 0 | 0 |  | 6 | #DIV/0! | #DIV/0! | #DIV/0! | #DIV/0! | #DIV/0! | #DIV/0! | #DIV/0! | #DIV/0! | #DIV/0! | #DIV/0! | 1 | #DIV/0! | #DIV/0! | #DIV/0! | #DIV/0! | 0 | 0 | 0 | 1 | FALSE | FALSE | #DIV/0! | #DIV/0! | #DIV/0! | #DIV/0! | #DIV/0! | #DIV/0! | 1 | #DIV/0! | #DIV/0! | #DIV/0! | #DIV/0! | #DIV/0! | #DIV/0! | #DIV/0! | #DIV/0! | #DIV/0! | #DIV/0! | #DIV/0! | 1 | #DIV/0! | 1 | #DIV/0!
#DIV/0! | #DIV/0! | #DIV/0! | #DIV/0! | #DIV/0! | #DIV/0! |  | 0 | 0 | 0 |  | 6 | #DIV/0! | #DIV/0! | #DIV/0! | #DIV/0! | #DIV/0! | #DIV/0! | #DIV/0! | #DIV/0! | #DIV/0! | #DIV/0! | 1 | #DIV/0! | #DIV/0! | #DIV/0! | #DIV/0! | 0 | 0 | 0 | 1 | FALSE | FALSE | #DIV/0! | #DIV/0! | #DIV/0! | #DIV/0! | #DIV/0! | #DIV/0! | 1 | #DIV/0! | #DIV/0! | #DIV/0! | #DIV/0! | #DIV/0! | #DIV/0! | #DIV/0! | #DIV/0! | #DIV/0! | #DIV/0! | #DIV/0! | 1 | #DIV/0! | 1 | #DIV/0!
#DIV/0! | #DIV/0! | #DIV/0! | #DIV/0! | #DIV/0! | #DIV/0! |  | 0 | 0 | 0 |  | 6 | #DIV/0! | #DIV/0! | #DIV/0! | #DIV/0! | #DIV/0! | #DIV/0! | #DIV/0! | #DIV/0! | #DIV/0! | #DIV/0! | 1 | #DIV/0! | #DIV/0! | #DIV/0! | #DIV/0! | 0 | 0 | 0 | 1 | FALSE | FALSE | #DIV/0! | #DIV/0! | #DIV/0! | #DIV/0! | #DIV/0! | #DIV/0! | 1 | #DIV/0! | #DIV/0! | #DIV/0! | #DIV/0! | #DIV/0! | #DIV/0! | #DIV/0! | #DIV/0! | #DIV/0! | #DIV/0! | #DIV/0! | 1 | #DIV/0! | 1 | #DIV/0!
#DIV/0! | #DIV/0! | #DIV/0! | #DIV/0! | #DIV/0! | #DIV/0! |  | 0 | 0 | 0 |  | 6 | #DIV/0! | #DIV/0! | #DIV/0! | #DIV/0! | #DIV/0! | #DIV/0! | #DIV/0! | #DIV/0! | #DIV/0! | #DIV/0! | 1 | #DIV/0! | #DIV/0! | #DIV/0! | #DIV/0! | 0 | 0 | 0 | 1 | FALSE | FALSE | #DIV/0! | #DIV/0! | #DIV/0! | #DIV/0! | #DIV/0! | #DIV/0! | 1 | #DIV/0! | #DIV/0! | #DIV/0! | #DIV/0! | #DIV/0! | #DIV/0! | #DIV/0! | #DIV/0! | #DIV/0! | #DIV/0! | #DIV/0! | 1 | #DIV/0! | 1 | #DIV/0!
#DIV/0! | #DIV/0! | #DIV/0! | #DIV/0! | #DIV/0! | #DIV/0! |  | 0 | 0 | 0 |  | 6 | #DIV/0! | #DIV/0! | #DIV/0! | #DIV/0! | #DIV/0! | #DIV/0! | #DIV/0! | #DIV/0! | #DIV/0! | #DIV/0! | 1 | #DIV/0! | #DIV/0! | #DIV/0! | #DIV/0! | 0 | 0 | 0 | 1 | FALSE | FALSE | #DIV/0! | #DIV/0! | #DIV/0! | #DIV/0! | #DIV/0! | #DIV/0! | 1 | #DIV/0! | #DIV/0! | #DIV/0! | #DIV/0! | #DIV/0! | #DIV/0! | #DIV/0! | #DIV/0! | #DIV/0! | #DIV/0! | #DIV/0! | 1 | #DIV/0! | 1 | #DIV/0!
#DIV/0! | #DIV/0! | #DIV/0! | #DIV/0! | #DIV/0! | #DIV/0! |  | 0 | 0 | 0 |  | 6 | #DIV/0! | #DIV/0! | #DIV/0! | #DIV/0! | #DIV/0! | #DIV/0! | #DIV/0! | #DIV/0! | #DIV/0! | #DIV/0! | 1 | #DIV/0! | #DIV/0! | #DIV/0! | #DIV/0! | 0 | 0 | 0 | 1 | FALSE | FALSE | #DIV/0! | #DIV/0! | #DIV/0! | #DIV/0! | #DIV/0! | #DIV/0! | 1 | #DIV/0! | #DIV/0! | #DIV/0! | #DIV/0! | #DIV/0! | #DIV/0! | #DIV/0! | #DIV/0! | #DIV/0! | #DIV/0! | #DIV/0! | 1 | #DIV/0! | 1 | #DIV/0!
#DIV/0! | #DIV/0! | #DIV/0! | #DIV/0! | #DIV/0! | #DIV/0! |  | 0 | 0 | 0 |  | 6 | #DIV/0! | #DIV/0! | #DIV/0! | #DIV/0! | #DIV/0! | #DIV/0! | #DIV/0! | #DIV/0! | #DIV/0! | #DIV/0! | 1 | #DIV/0! | #DIV/0! | #DIV/0! | #DIV/0! | 0 | 0 | 0 | 1 | FALSE | FALSE | #DIV/0! | #DIV/0! | #DIV/0! | #DIV/0! | #DIV/0! | #DIV/0! | 1 | #DIV/0! | #DIV/0! | #DIV/0! | #DIV/0! | #DIV/0! | #DIV/0! | #DIV/0! | #DIV/0! | #DIV/0! | #DIV/0! | #DIV/0! | 1 | #DIV/0! | 1 | #DIV/0!
#DIV/0! | #DIV/0! | #DIV/0! | #DIV/0! | #DIV/0! | #DIV/0! |  | 0 | 0 | 0 |  | 6 | #DIV/0! | #DIV/0! | #DIV/0! | #DIV/0! | #DIV/0! | #DIV/0! | #DIV/0! | #DIV/0! | #DIV/0! | #DIV/0! | 1 | #DIV/0! | #DIV/0! | #DIV/0! | #DIV/0! | 0 | 0 | 0 | 1 | FALSE | FALSE | #DIV/0! | #DIV/0! | #DIV/0! | #DIV/0! | #DIV/0! | #DIV/0! | 1 | #DIV/0! | #DIV/0! | #DIV/0! | #DIV/0! | #DIV/0! | #DIV/0! | #DIV/0! | #DIV/0! | #DIV/0! | #DIV/0! | #DIV/0! | 1 | #DIV/0! | 1 | #DIV/0!
#DIV/0! | #DIV/0! | #DIV/0! | #DIV/0! | #DIV/0! | #DIV/0! |  | 0 | 0 | 0 |  | 6 | #DIV/0! | #DIV/0! | #DIV/0! | #DIV/0! | #DIV/0! | #DIV/0! | #DIV/0! | #DIV/0! | #DIV/0! | #DIV/0! | 1 | #DIV/0! | #DIV/0! | #DIV/0! | #DIV/0! | 0 | 0 | 0 | 1 | FALSE | FALSE | #DIV/0! | #DIV/0! | #DIV/0! | #DIV/0! | #DIV/0! | #DIV/0! | 1 | #DIV/0! | #DIV/0! | #DIV/0! | #DIV/0! | #DIV/0! | #DIV/0! | #DIV/0! | #DIV/0! | #DIV/0! | #DIV/0! | #DIV/0! | 1 | #DIV/0! | 1 | #DIV/0!
#DIV/0! | #DIV/0! | #DIV/0! | #DIV/0! | #DIV/0! | #DIV/0! |  | 0 | 0 | 0 |  | 6 | #DIV/0! | #DIV/0! | #DIV/0! | #DIV/0! | #DIV/0! | #DIV/0! | #DIV/0! | #DIV/0! | #DIV/0! | #DIV/0! | 1 | #DIV/0! | #DIV/0! | #DIV/0! | #DIV/0! | 0 | 0 | 0 | 1 | FALSE | FALSE | #DIV/0! | #DIV/0! | #DIV/0! | #DIV/0! | #DIV/0! | #DIV/0! | 1 | #DIV/0! | #DIV/0! | #DIV/0! | #DIV/0! | #DIV/0! | #DIV/0! | #DIV/0! | #DIV/0! | #DIV/0! | #DIV/0! | #DIV/0! | 1 | #DIV/0! | 1 | #DIV/0!
#DIV/0! | #DIV/0! | #DIV/0! | #DIV/0! | #DIV/0! | #DIV/0! |  | 0 | 0 | 0 |  | 6 | #DIV/0! | #DIV/0! | #DIV/0! | #DIV/0! | #DIV/0! | #DIV/0! | #DIV/0! | #DIV/0! | #DIV/0! | #DIV/0! | 1 | #DIV/0! | #DIV/0! | #DIV/0! | #DIV/0! | 0 | 0 | 0 | 1 | FALSE | FALSE | #DIV/0! | #DIV/0! | #DIV/0! | #DIV/0! | #DIV/0! | #DIV/0! | 1 | #DIV/0! | #DIV/0! | #DIV/0! | #DIV/0! | #DIV/0! | #DIV/0! | #DIV/0! | #DIV/0! | #DIV/0! | #DIV/0! | #DIV/0! | 1 | #DIV/0! | 1 | #DIV/0!
#DIV/0! | #DIV/0! | #DIV/0! | #DIV/0! | #DIV/0! | #DIV/0! |  | 0 | 0 | 0 |  | 6 | #DIV/0! | #DIV/0! | #DIV/0! | #DIV/0! | #DIV/0! | #DIV/0! | #DIV/0! | #DIV/0! | #DIV/0! | #DIV/0! | 1 | #DIV/0! | #DIV/0! | #DIV/0! | #DIV/0! | 0 | 0 | 0 | 1 | FALSE | FALSE | #DIV/0! | #DIV/0! | #DIV/0! | #DIV/0! | #DIV/0! | #DIV/0! | 1 | #DIV/0! | #DIV/0! | #DIV/0! | #DIV/0! | #DIV/0! | #DIV/0! | #DIV/0! | #DIV/0! | #DIV/0! | #DIV/0! | #DIV/0! | 1 | #DIV/0! | 1 | #DIV/0!
#DIV/0! | #DIV/0! | #DIV/0! | #DIV/0! | #DIV/0! | #DIV/0! |  | 0 | 0 | 0 |  | 6 | #DIV/0! | #DIV/0! | #DIV/0! | #DIV/0! | #DIV/0! | #DIV/0! | #DIV/0! | #DIV/0! | #DIV/0! | #DIV/0! | 1 | #DIV/0! | #DIV/0! | #DIV/0! | #DIV/0! | 0 | 0 | 0 | 1 | FALSE | FALSE | #DIV/0! | #DIV/0! | #DIV/0! | #DIV/0! | #DIV/0! | #DIV/0! | 1 | #DIV/0! | #DIV/0! | #DIV/0! | #DIV/0! | #DIV/0! | #DIV/0! | #DIV/0! | #DIV/0! | #DIV/0! | #DIV/0! | #DIV/0! | 1 | #DIV/0! | 1 | #DIV/0!
#DIV/0! | #DIV/0! | #DIV/0! | #DIV/0! | #DIV/0! | #DIV/0! |  | 0 | 0 | 0 |  | 6 | #DIV/0! | #DIV/0! | #DIV/0! | #DIV/0! | #DIV/0! | #DIV/0! | #DIV/0! | #DIV/0! | #DIV/0! | #DIV/0! | 1 | #DIV/0! | #DIV/0! | #DIV/0! | #DIV/0! | 0 | 0 | 0 | 1 | FALSE | FALSE | #DIV/0! | #DIV/0! | #DIV/0! | #DIV/0! | #DIV/0! | #DIV/0! | 1 | #DIV/0! | #DIV/0! | #DIV/0! | #DIV/0! | #DIV/0! | #DIV/0! | #DIV/0! | #DIV/0! | #DIV/0! | #DIV/0! | #DIV/0! | 1 | #DIV/0! | 1 | #DIV/0!
#DIV/0! | #DIV/0! | #DIV/0! | #DIV/0! | #DIV/0! | #DIV/0! |  | 0 | 0 | 0 |  | 6 | #DIV/0! | #DIV/0! | #DIV/0! | #DIV/0! | #DIV/0! | #DIV/0! | #DIV/0! | #DIV/0! | #DIV/0! | #DIV/0! | 1 | #DIV/0! | #DIV/0! | #DIV/0! | #DIV/0! | 0 | 0 | 0 | 1 | FALSE | FALSE | #DIV/0! | #DIV/0! | #DIV/0! | #DIV/0! | #DIV/0! | #DIV/0! | 1 | #DIV/0! | #DIV/0! | #DIV/0! | #DIV/0! | #DIV/0! | #DIV/0! | #DIV/0! | #DIV/0! | #DIV/0! | #DIV/0! | #DIV/0! | 1 | #DIV/0! | 1 | #DIV/0!
#DIV/0! | #DIV/0! | #DIV/0! | #DIV/0! | #DIV/0! | #DIV/0! |  | 0 | 0 | 0 |  | 6 | #DIV/0! | #DIV/0! | #DIV/0! | #DIV/0! | #DIV/0! | #DIV/0! | #DIV/0! | #DIV/0! | #DIV/0! | #DIV/0! | 1 | #DIV/0! | #DIV/0! | #DIV/0! | #DIV/0! | 0 | 0 | 0 | 1 | FALSE | FALSE | #DIV/0! | #DIV/0! | #DIV/0! | #DIV/0! | #DIV/0! | #DIV/0! | 1 | #DIV/0! | #DIV/0! | #DIV/0! | #DIV/0! | #DIV/0! | #DIV/0! | #DIV/0! | #DIV/0! | #DIV/0! | #DIV/0! | #DIV/0! | 1 | #DIV/0! | 1 | #DIV/0!
#DIV/0! | #DIV/0! | #DIV/0! | #DIV/0! | #DIV/0! | #DIV/0! |  | 0 | 0 | 0 |  | 6 | #DIV/0! | #DIV/0! | #DIV/0! | #DIV/0! | #DIV/0! | #DIV/0! | #DIV/0! | #DIV/0! | #DIV/0! | #DIV/0! | 1 | #DIV/0! | #DIV/0! | #DIV/0! | #DIV/0! | 0 | 0 | 0 | 1 | FALSE | FALSE | #DIV/0! | #DIV/0! | #DIV/0! | #DIV/0! | #DIV/0! | #DIV/0! | 1 | #DIV/0! | #DIV/0! | #DIV/0! | #DIV/0! | #DIV/0! | #DIV/0! | #DIV/0! | #DIV/0! | #DIV/0! | #DIV/0! | #DIV/0! | 1 | #DIV/0! | 1 | #DIV/0!
#DIV/0! | #DIV/0! | #DIV/0! | #DIV/0! | #DIV/0! | #DIV/0! |  | 0 | 0 | 0 |  | 6 | #DIV/0! | #DIV/0! | #DIV/0! | #DIV/0! | #DIV/0! | #DIV/0! | #DIV/0! | #DIV/0! | #DIV/0! | #DIV/0! | 1 | #DIV/0! | #DIV/0! | #DIV/0! | #DIV/0! | 0 | 0 | 0 | 1 | FALSE | FALSE | #DIV/0! | #DIV/0! | #DIV/0! | #DIV/0! | #DIV/0! | #DIV/0! | 1 | #DIV/0! | #DIV/0! | #DIV/0! | #DIV/0! | #DIV/0! | #DIV/0! | #DIV/0! | #DIV/0! | #DIV/0! | #DIV/0! | #DIV/0! | 1 | #DIV/0! | 1 | #DIV/0!
#DIV/0! | #DIV/0! | #DIV/0! | #DIV/0! | #DIV/0! | #DIV/0! |  | 0 | 0 | 0 |  | 6 | #DIV/0! | #DIV/0! | #DIV/0! | #DIV/0! | #DIV/0! | #DIV/0! | #DIV/0! | #DIV/0! | #DIV/0! | #DIV/0! | 1 | #DIV/0! | #DIV/0! | #DIV/0! | #DIV/0! | 0 | 0 | 0 | 1 | FALSE | FALSE | #DIV/0! | #DIV/0! | #DIV/0! | #DIV/0! | #DIV/0! | #DIV/0! | 1 | #DIV/0! | #DIV/0! | #DIV/0! | #DIV/0! | #DIV/0! | #DIV/0! | #DIV/0! | #DIV/0! | #DIV/0! | #DIV/0! | #DIV/0! | 1 | #DIV/0! | 1 | #DIV/0!
#DIV/0! | #DIV/0! | #DIV/0! | #DIV/0! | #DIV/0! | #DIV/0! |  | 0 | 0 | 0 |  | 6 | #DIV/0! | #DIV/0! | #DIV/0! | #DIV/0! | #DIV/0! | #DIV/0! | #DIV/0! | #DIV/0! | #DIV/0! | #DIV/0! | 1 | #DIV/0! | #DIV/0! | #DIV/0! | #DIV/0! | 0 | 0 | 0 | 1 | FALSE | FALSE | #DIV/0! | #DIV/0! | #DIV/0! | #DIV/0! | #DIV/0! | #DIV/0! | 1 | #DIV/0! | #DIV/0! | #DIV/0! | #DIV/0! | #DIV/0! | #DIV/0! | #DIV/0! | #DIV/0! | #DIV/0! | #DIV/0! | #DIV/0! | 1 | #DIV/0! | 1 | #DIV/0!
#DIV/0! | #DIV/0! | #DIV/0! | #DIV/0! | #DIV/0! | #DIV/0! |  | 0 | 0 | 0 |  | 6 | #DIV/0! | #DIV/0! | #DIV/0! | #DIV/0! | #DIV/0! | #DIV/0! | #DIV/0! | #DIV/0! | #DIV/0! | #DIV/0! | 1 | #DIV/0! | #DIV/0! | #DIV/0! | #DIV/0! | 0 | 0 | 0 | 1 | FALSE | FALSE | #DIV/0! | #DIV/0! | #DIV/0! | #DIV/0! | #DIV/0! | #DIV/0! | 1 | #DIV/0! | #DIV/0! | #DIV/0! | #DIV/0! | #DIV/0! | #DIV/0! | #DIV/0! | #DIV/0! | #DIV/0! | #DIV/0! | #DIV/0! | 1 | #DIV/0! | 1 | #DIV/0!
#DIV/0! | #DIV/0! | #DIV/0! | #DIV/0! | #DIV/0! | #DIV/0! |  | 0 | 0 | 0 |  | 6 | #DIV/0! | #DIV/0! | #DIV/0! | #DIV/0! | #DIV/0! | #DIV/0! | #DIV/0! | #DIV/0! | #DIV/0! | #DIV/0! | 1 | #DIV/0! | #DIV/0! | #DIV/0! | #DIV/0! | 0 | 0 | 0 | 1 | FALSE | FALSE | #DIV/0! | #DIV/0! | #DIV/0! | #DIV/0! | #DIV/0! | #DIV/0! | 1 | #DIV/0! | #DIV/0! | #DIV/0! | #DIV/0! | #DIV/0! | #DIV/0! | #DIV/0! | #DIV/0! | #DIV/0! | #DIV/0! | #DIV/0! | 1 | #DIV/0! | 1 | #DIV/0!
#DIV/0! | #DIV/0! | #DIV/0! | #DIV/0! | #DIV/0! | #DIV/0! |  | 0 | 0 | 0 |  | 6 | #DIV/0! | #DIV/0! | #DIV/0! | #DIV/0! | #DIV/0! | #DIV/0! | #DIV/0! | #DIV/0! | #DIV/0! | #DIV/0! | 1 | #DIV/0! | #DIV/0! | #DIV/0! | #DIV/0! | 0 | 0 | 0 | 1 | FALSE | FALSE | #DIV/0! | #DIV/0! | #DIV/0! | #DIV/0! | #DIV/0! | #DIV/0! | 1 | #DIV/0! | #DIV/0! | #DIV/0! | #DIV/0! | #DIV/0! | #DIV/0! | #DIV/0! | #DIV/0! | #DIV/0! | #DIV/0! | #DIV/0! | 1 | #DIV/0! | 1 | #DIV/0!
#DIV/0! | #DIV/0! | #DIV/0! | #DIV/0! | #DIV/0! | #DIV/0! |  | 0 | 0 | 0 |  | 6 | #DIV/0! | #DIV/0! | #DIV/0! | #DIV/0! | #DIV/0! | #DIV/0! | #DIV/0! | #DIV/0! | #DIV/0! | #DIV/0! | 1 | #DIV/0! | #DIV/0! | #DIV/0! | #DIV/0! | 0 | 0 | 0 | 1 | FALSE | FALSE | #DIV/0! | #DIV/0! | #DIV/0! | #DIV/0! | #DIV/0! | #DIV/0! | 1 | #DIV/0! | #DIV/0! | #DIV/0! | #DIV/0! | #DIV/0! | #DIV/0! | #DIV/0! | #DIV/0! | #DIV/0! | #DIV/0! | #DIV/0! | 1 | #DIV/0! | 1 | #DIV/0!
#DIV/0! | #DIV/0! | #DIV/0! | #DIV/0! | #DIV/0! | #DIV/0! |  | 0 | 0 | 0 |  | 6 | #DIV/0! | #DIV/0! | #DIV/0! | #DIV/0! | #DIV/0! | #DIV/0! | #DIV/0! | #DIV/0! | #DIV/0! | #DIV/0! | 1 | #DIV/0! | #DIV/0! | #DIV/0! | #DIV/0! | 0 | 0 | 0 | 1 | FALSE | FALSE | #DIV/0! | #DIV/0! | #DIV/0! | #DIV/0! | #DIV/0! | #DIV/0! | 1 | #DIV/0! | #DIV/0! | #DIV/0! | #DIV/0! | #DIV/0! | #DIV/0! | #DIV/0! | #DIV/0! | #DIV/0! | #DIV/0! | #DIV/0! | 1 | #DIV/0! | 1 | #DIV/0!
#DIV/0! | #DIV/0! | #DIV/0! | #DIV/0! | #DIV/0! | #DIV/0! |  | 0 | 0 | 0 |  | 6 | #DIV/0! | #DIV/0! | #DIV/0! | #DIV/0! | #DIV/0! | #DIV/0! | #DIV/0! | #DIV/0! | #DIV/0! | #DIV/0! | 1 | #DIV/0! | #DIV/0! | #DIV/0! | #DIV/0! | 0 | 0 | 0 | 1 | FALSE | FALSE | #DIV/0! | #DIV/0! | #DIV/0! | #DIV/0! | #DIV/0! | #DIV/0! | 1 | #DIV/0! | #DIV/0! | #DIV/0! | #DIV/0! | #DIV/0! | #DIV/0! | #DIV/0! | #DIV/0! | #DIV/0! | #DIV/0! | #DIV/0! | 1 | #DIV/0! | 1 | #DIV/0!
#DIV/0! | #DIV/0! | #DIV/0! | #DIV/0! | #DIV/0! | #DIV/0! |  | 0 | 0 | 0 |  | 6 | #DIV/0! | #DIV/0! | #DIV/0! | #DIV/0! | #DIV/0! | #DIV/0! | #DIV/0! | #DIV/0! | #DIV/0! | #DIV/0! | 1 | #DIV/0! | #DIV/0! | #DIV/0! | #DIV/0! | 0 | 0 | 0 | 1 | FALSE | FALSE | #DIV/0! | #DIV/0! | #DIV/0! | #DIV/0! | #DIV/0! | #DIV/0! | 1 | #DIV/0! | #DIV/0! | #DIV/0! | #DIV/0! | #DIV/0! | #DIV/0! | #DIV/0! | #DIV/0! | #DIV/0! | #DIV/0! | #DIV/0! | 1 | #DIV/0! | 1 | #DIV/0!
#DIV/0! | #DIV/0! | #DIV/0! | #DIV/0! | #DIV/0! | #DIV/0! |  | 0 | 0 | 0 |  | 6 | #DIV/0! | #DIV/0! | #DIV/0! | #DIV/0! | #DIV/0! | #DIV/0! | #DIV/0! | #DIV/0! | #DIV/0! | #DIV/0! | 1 | #DIV/0! | #DIV/0! | #DIV/0! | #DIV/0! | 0 | 0 | 0 | 1 | FALSE | FALSE | #DIV/0! | #DIV/0! | #DIV/0! | #DIV/0! | #DIV/0! | #DIV/0! | 1 | #DIV/0! | #DIV/0! | #DIV/0! | #DIV/0! | #DIV/0! | #DIV/0! | #DIV/0! | #DIV/0! | #DIV/0! | #DIV/0! | #DIV/0! | 1 | #DIV/0! | 1 | #DIV/0!
#DIV/0! | #DIV/0! | #DIV/0! | #DIV/0! | #DIV/0! | #DIV/0! |  | 0 | 0 | 0 |  | 6 | #DIV/0! | #DIV/0! | #DIV/0! | #DIV/0! | #DIV/0! | #DIV/0! | #DIV/0! | #DIV/0! | #DIV/0! | #DIV/0! | 1 | #DIV/0! | #DIV/0! | #DIV/0! | #DIV/0! | 0 | 0 | 0 | 1 | FALSE | FALSE | #DIV/0! | #DIV/0! | #DIV/0! | #DIV/0! | #DIV/0! | #DIV/0! | 1 | #DIV/0! | #DIV/0! | #DIV/0! | #DIV/0! | #DIV/0! | #DIV/0! | #DIV/0! | #DIV/0! | #DIV/0! | #DIV/0! | #DIV/0! | 1 | #DIV/0! | 1 | #DIV/0!
#DIV/0! | #DIV/0! | #DIV/0! | #DIV/0! | #DIV/0! | #DIV/0! |  | 0 | 0 | 0 |  | 6 | #DIV/0! | #DIV/0! | #DIV/0! | #DIV/0! | #DIV/0! | #DIV/0! | #DIV/0! | #DIV/0! | #DIV/0! | #DIV/0! | 1 | #DIV/0! | #DIV/0! | #DIV/0! | #DIV/0! | 0 | 0 | 0 | 1 | FALSE | FALSE | #DIV/0! | #DIV/0! | #DIV/0! | #DIV/0! | #DIV/0! | #DIV/0! | 1 | #DIV/0! | #DIV/0! | #DIV/0! | #DIV/0! | #DIV/0! | #DIV/0! | #DIV/0! | #DIV/0! | #DIV/0! | #DIV/0! | #DIV/0! | 1 | #DIV/0! | 1 | #DIV/0!
#DIV/0! | #DIV/0! | #DIV/0! | #DIV/0! | #DIV/0! | #DIV/0! |  | 0 | 0 | 0 |  | 6 | #DIV/0! | #DIV/0! | #DIV/0! | #DIV/0! | #DIV/0! | #DIV/0! | #DIV/0! | #DIV/0! | #DIV/0! | #DIV/0! | 1 | #DIV/0! | #DIV/0! | #DIV/0! | #DIV/0! | 0 | 0 | 0 | 1 | FALSE | FALSE | #DIV/0! | #DIV/0! | #DIV/0! | #DIV/0! | #DIV/0! | #DIV/0! | 1 | #DIV/0! | #DIV/0! | #DIV/0! | #DIV/0! | #DIV/0! | #DIV/0! | #DIV/0! | #DIV/0! | #DIV/0! | #DIV/0! | #DIV/0! | 1 | #DIV/0! | 1 | #DIV/0!
#DIV/0! | #DIV/0! | #DIV/0! | #DIV/0! | #DIV/0! | #DIV/0! |  | 0 | 0 | 0 |  | 6 | #DIV/0! | #DIV/0! | #DIV/0! | #DIV/0! | #DIV/0! | #DIV/0! | #DIV/0! | #DIV/0! | #DIV/0! | #DIV/0! | 1 | #DIV/0! | #DIV/0! | #DIV/0! | #DIV/0! | 0 | 0 | 0 | 1 | FALSE | FALSE | #DIV/0! | #DIV/0! | #DIV/0! | #DIV/0! | #DIV/0! | #DIV/0! | 1 | #DIV/0! | #DIV/0! | #DIV/0! | #DIV/0! | #DIV/0! | #DIV/0! | #DIV/0! | #DIV/0! | #DIV/0! | #DIV/0! | #DIV/0! | 1 | #DIV/0! | 1 | #DIV/0!
#DIV/0! | #DIV/0! | #DIV/0! | #DIV/0! | #DIV/0! | #DIV/0! |  | 0 | 0 | 0 |  | 6 | #DIV/0! | #DIV/0! | #DIV/0! | #DIV/0! | #DIV/0! | #DIV/0! | #DIV/0! | #DIV/0! | #DIV/0! | #DIV/0! | 1 | #DIV/0! | #DIV/0! | #DIV/0! | #DIV/0! | 0 | 0 | 0 | 1 | FALSE | FALSE | #DIV/0! | #DIV/0! | #DIV/0! | #DIV/0! | #DIV/0! | #DIV/0! | 1 | #DIV/0! | #DIV/0! | #DIV/0! | #DIV/0! | #DIV/0! | #DIV/0! | #DIV/0! | #DIV/0! | #DIV/0! | #DIV/0! | #DIV/0! | 1 | #DIV/0! | 1 | #DIV/0!
#DIV/0! | #DIV/0! | #DIV/0! | #DIV/0! | #DIV/0! | #DIV/0! |  | 0 | 0 | 0 |  | 6 | #DIV/0! | #DIV/0! | #DIV/0! | #DIV/0! | #DIV/0! | #DIV/0! | #DIV/0! | #DIV/0! | #DIV/0! | #DIV/0! | 1 | #DIV/0! | #DIV/0! | #DIV/0! | #DIV/0! | 0 | 0 | 0 | 1 | FALSE | FALSE | #DIV/0! | #DIV/0! | #DIV/0! | #DIV/0! | #DIV/0! | #DIV/0! | 1 | #DIV/0! | #DIV/0! | #DIV/0! | #DIV/0! | #DIV/0! | #DIV/0! | #DIV/0! | #DIV/0! | #DIV/0! | #DIV/0! | #DIV/0! | 1 | #DIV/0! | 1 | #DIV/0!
#DIV/0! | #DIV/0! | #DIV/0! | #DIV/0! | #DIV/0! | #DIV/0! |  | 0 | 0 | 0 |  | 6 | #DIV/0! | #DIV/0! | #DIV/0! | #DIV/0! | #DIV/0! | #DIV/0! | #DIV/0! | #DIV/0! | #DIV/0! | #DIV/0! | 1 | #DIV/0! | #DIV/0! | #DIV/0! | #DIV/0! | 0 | 0 | 0 | 1 | FALSE | FALSE | #DIV/0! | #DIV/0! | #DIV/0! | #DIV/0! | #DIV/0! | #DIV/0! | 1 | #DIV/0! | #DIV/0! | #DIV/0! | #DIV/0! | #DIV/0! | #DIV/0! | #DIV/0! | #DIV/0! | #DIV/0! | #DIV/0! | #DIV/0! | 1 | #DIV/0! | 1 | #DIV/0!
#DIV/0! | #DIV/0! | #DIV/0! | #DIV/0! | #DIV/0! | #DIV/0! |  | 0 | 0 | 0 |  | 6 | #DIV/0! | #DIV/0! | #DIV/0! | #DIV/0! | #DIV/0! | #DIV/0! | #DIV/0! | #DIV/0! | #DIV/0! | #DIV/0! | 1 | #DIV/0! | #DIV/0! | #DIV/0! | #DIV/0! | 0 | 0 | 0 | 1 | FALSE | FALSE | #DIV/0! | #DIV/0! | #DIV/0! | #DIV/0! | #DIV/0! | #DIV/0! | 1 | #DIV/0! | #DIV/0! | #DIV/0! | #DIV/0! | #DIV/0! | #DIV/0! | #DIV/0! | #DIV/0! | #DIV/0! | #DIV/0! | #DIV/0! | 1 | #DIV/0! | 1 | #DIV/0!
#DIV/0! | #DIV/0! | #DIV/0! | #DIV/0! | #DIV/0! | #DIV/0! |  | 0 | 0 | 0 |  | 6 | #DIV/0! | #DIV/0! | #DIV/0! | #DIV/0! | #DIV/0! | #DIV/0! | #DIV/0! | #DIV/0! | #DIV/0! | #DIV/0! | 1 | #DIV/0! | #DIV/0! | #DIV/0! | #DIV/0! | 0 | 0 | 0 | 1 | FALSE | FALSE | #DIV/0! | #DIV/0! | #DIV/0! | #DIV/0! | #DIV/0! | #DIV/0! | 1 | #DIV/0! | #DIV/0! | #DIV/0! | #DIV/0! | #DIV/0! | #DIV/0! | #DIV/0! | #DIV/0! | #DIV/0! | #DIV/0! | #DIV/0! | 1 | #DIV/0! | 1 | #DIV/0!
#DIV/0! | #DIV/0! | #DIV/0! | #DIV/0! | #DIV/0! | #DIV/0! |  | 0 | 0 | 0 |  | 6 | #DIV/0! | #DIV/0! | #DIV/0! | #DIV/0! | #DIV/0! | #DIV/0! | #DIV/0! | #DIV/0! | #DIV/0! | #DIV/0! | 1 | #DIV/0! | #DIV/0! | #DIV/0! | #DIV/0! | 0 | 0 | 0 | 1 | FALSE | FALSE | #DIV/0! | #DIV/0! | #DIV/0! | #DIV/0! | #DIV/0! | #DIV/0! | 1 | #DIV/0! | #DIV/0! | #DIV/0! | #DIV/0! | #DIV/0! | #DIV/0! | #DIV/0! | #DIV/0! | #DIV/0! | #DIV/0! | #DIV/0! | 1 | #DIV/0! | 1 | #DIV/0!
#DIV/0! | #DIV/0! | #DIV/0! | #DIV/0! | #DIV/0! | #DIV/0! |  | 0 | 0 | 0 |  | 6 | #DIV/0! | #DIV/0! | #DIV/0! | #DIV/0! | #DIV/0! | #DIV/0! | #DIV/0! | #DIV/0! | #DIV/0! | #DIV/0! | 1 | #DIV/0! | #DIV/0! | #DIV/0! | #DIV/0! | 0 | 0 | 0 | 1 | FALSE | FALSE | #DIV/0! | #DIV/0! | #DIV/0! | #DIV/0! | #DIV/0! | #DIV/0! | 1 | #DIV/0! | #DIV/0! | #DIV/0! | #DIV/0! | #DIV/0! | #DIV/0! | #DIV/0! | #DIV/0! | #DIV/0! | #DIV/0! | #DIV/0! | 1 | #DIV/0! | 1 | #DIV/0!
#DIV/0! | #DIV/0! | #DIV/0! | #DIV/0! | #DIV/0! | #DIV/0! |  | 0 | 0 | 0 |  | 6 | #DIV/0! | #DIV/0! | #DIV/0! | #DIV/0! | #DIV/0! | #DIV/0! | #DIV/0! | #DIV/0! | #DIV/0! | #DIV/0! | 1 | #DIV/0! | #DIV/0! | #DIV/0! | #DIV/0! | 0 | 0 | 0 | 1 | FALSE | FALSE | #DIV/0! | #DIV/0! | #DIV/0! | #DIV/0! | #DIV/0! | #DIV/0! | 1 | #DIV/0! | #DIV/0! | #DIV/0! | #DIV/0! | #DIV/0! | #DIV/0! | #DIV/0! | #DIV/0! | #DIV/0! | #DIV/0! | #DIV/0! | 1 | #DIV/0! | 1 | #DIV/0!
#DIV/0! | #DIV/0! | #DIV/0! | #DIV/0! | #DIV/0! | #DIV/0! |  | 0 | 0 | 0 |  | 6 | #DIV/0! | #DIV/0! | #DIV/0! | #DIV/0! | #DIV/0! | #DIV/0! | #DIV/0! | #DIV/0! | #DIV/0! | #DIV/0! | 1 | #DIV/0! | #DIV/0! | #DIV/0! | #DIV/0! | 0 | 0 | 0 | 1 | FALSE | FALSE | #DIV/0! | #DIV/0! | #DIV/0! | #DIV/0! | #DIV/0! | #DIV/0! | 1 | #DIV/0! | #DIV/0! | #DIV/0! | #DIV/0! | #DIV/0! | #DIV/0! | #DIV/0! | #DIV/0! | #DIV/0! | #DIV/0! | #DIV/0! | 1 | #DIV/0! | 1 | #DIV/0!
#DIV/0! | #DIV/0! | #DIV/0! | #DIV/0! | #DIV/0! | #DIV/0! |  | 0 | 0 | 0 |  | 6 | #DIV/0! | #DIV/0! | #DIV/0! | #DIV/0! | #DIV/0! | #DIV/0! | #DIV/0! | #DIV/0! | #DIV/0! | #DIV/0! | 1 | #DIV/0! | #DIV/0! | #DIV/0! | #DIV/0! | 0 | 0 | 0 | 1 | FALSE | FALSE | #DIV/0! | #DIV/0! | #DIV/0! | #DIV/0! | #DIV/0! | #DIV/0! | 1 | #DIV/0! | #DIV/0! | #DIV/0! | #DIV/0! | #DIV/0! | #DIV/0! | #DIV/0! | #DIV/0! | #DIV/0! | #DIV/0! | #DIV/0! | 1 | #DIV/0! | 1 | #DIV/0!
#DIV/0! | #DIV/0! | #DIV/0! | #DIV/0! | #DIV/0! | #DIV/0! |  | 0 | 0 | 0 |  | 6 | #DIV/0! | #DIV/0! | #DIV/0! | #DIV/0! | #DIV/0! | #DIV/0! | #DIV/0! | #DIV/0! | #DIV/0! | #DIV/0! | 1 | #DIV/0! | #DIV/0! | #DIV/0! | #DIV/0! | 0 | 0 | 0 | 1 | FALSE | FALSE | #DIV/0! | #DIV/0! | #DIV/0! | #DIV/0! | #DIV/0! | #DIV/0! | 1 | #DIV/0! | #DIV/0! | #DIV/0! | #DIV/0! | #DIV/0! | #DIV/0! | #DIV/0! | #DIV/0! | #DIV/0! | #DIV/0! | #DIV/0! | 1 | #DIV/0! | 1 | #DIV/0!
#DIV/0! | #DIV/0! | #DIV/0! | #DIV/0! | #DIV/0! | #DIV/0! |  | 0 | 0 | 0 |  | 6 | #DIV/0! | #DIV/0! | #DIV/0! | #DIV/0! | #DIV/0! | #DIV/0! | #DIV/0! | #DIV/0! | #DIV/0! | #DIV/0! | 1 | #DIV/0! | #DIV/0! | #DIV/0! | #DIV/0! | 0 | 0 | 0 | 1 | FALSE | FALSE | #DIV/0! | #DIV/0! | #DIV/0! | #DIV/0! | #DIV/0! | #DIV/0! | 1 | #DIV/0! | #DIV/0! | #DIV/0! | #DIV/0! | #DIV/0! | #DIV/0! | #DIV/0! | #DIV/0! | #DIV/0! | #DIV/0! | #DIV/0! | 1 | #DIV/0! | 1 | #DIV/0!
#DIV/0! | #DIV/0! | #DIV/0! | #DIV/0! | #DIV/0! | #DIV/0! |  | 0 | 0 | 0 |  | 6 | #DIV/0! | #DIV/0! | #DIV/0! | #DIV/0! | #DIV/0! | #DIV/0! | #DIV/0! | #DIV/0! | #DIV/0! | #DIV/0! | 1 | #DIV/0! | #DIV/0! | #DIV/0! | #DIV/0! | 0 | 0 | 0 | 1 | FALSE | FALSE | #DIV/0! | #DIV/0! | #DIV/0! | #DIV/0! | #DIV/0! | #DIV/0! | 1 | #DIV/0! | #DIV/0! | #DIV/0! | #DIV/0! | #DIV/0! | #DIV/0! | #DIV/0! | #DIV/0! | #DIV/0! | #DIV/0! | #DIV/0! | 1 | #DIV/0! | 1 | #DIV/0!
#DIV/0! | #DIV/0! | #DIV/0! | #DIV/0! | #DIV/0! | #DIV/0! |  | 0 | 0 | 0 |  | 6 | #DIV/0! | #DIV/0! | #DIV/0! | #DIV/0! | #DIV/0! | #DIV/0! | #DIV/0! | #DIV/0! | #DIV/0! | #DIV/0! | 1 | #DIV/0! | #DIV/0! | #DIV/0! | #DIV/0! | 0 | 0 | 0 | 1 | FALSE | FALSE | #DIV/0! | #DIV/0! | #DIV/0! | #DIV/0! | #DIV/0! | #DIV/0! | 1 | #DIV/0! | #DIV/0! | #DIV/0! | #DIV/0! | #DIV/0! | #DIV/0! | #DIV/0! | #DIV/0! | #DIV/0! | #DIV/0! | #DIV/0! | 1 | #DIV/0! | 1 | #DIV/0!
#DIV/0! | #DIV/0! | #DIV/0! | #DIV/0! | #DIV/0! | #DIV/0! |  | 0 | 0 | 0 |  | 6 | #DIV/0! | #DIV/0! | #DIV/0! | #DIV/0! | #DIV/0! | #DIV/0! | #DIV/0! | #DIV/0! | #DIV/0! | #DIV/0! | 1 | #DIV/0! | #DIV/0! | #DIV/0! | #DIV/0! | 0 | 0 | 0 | 1 | FALSE | FALSE | #DIV/0! | #DIV/0! | #DIV/0! | #DIV/0! | #DIV/0! | #DIV/0! | 1 | #DIV/0! | #DIV/0! | #DIV/0! | #DIV/0! | #DIV/0! | #DIV/0! | #DIV/0! | #DIV/0! | #DIV/0! | #DIV/0! | #DIV/0! | 1 | #DIV/0! | 1 | #DIV/0!
#DIV/0! | #DIV/0! | #DIV/0! | #DIV/0! | #DIV/0! | #DIV/0! |  | 0 | 0 | 0 |  | 6 | #DIV/0! | #DIV/0! | #DIV/0! | #DIV/0! | #DIV/0! | #DIV/0! | #DIV/0! | #DIV/0! | #DIV/0! | #DIV/0! | 1 | #DIV/0! | #DIV/0! | #DIV/0! | #DIV/0! | 0 | 0 | 0 | 1 | FALSE | FALSE | #DIV/0! | #DIV/0! | #DIV/0! | #DIV/0! | #DIV/0! | #DIV/0! | 1 | #DIV/0! | #DIV/0! | #DIV/0! | #DIV/0! | #DIV/0! | #DIV/0! | #DIV/0! | #DIV/0! | #DIV/0! | #DIV/0! | #DIV/0! | 1 | #DIV/0! | 1 | #DIV/0!
#DIV/0! | #DIV/0! | #DIV/0! | #DIV/0! | #DIV/0! | #DIV/0! |  | 0 | 0 | 0 |  | 6 | #DIV/0! | #DIV/0! | #DIV/0! | #DIV/0! | #DIV/0! | #DIV/0! | #DIV/0! | #DIV/0! | #DIV/0! | #DIV/0! | 1 | #DIV/0! | #DIV/0! | #DIV/0! | #DIV/0! | 0 | 0 | 0 | 1 | FALSE | FALSE | #DIV/0! | #DIV/0! | #DIV/0! | #DIV/0! | #DIV/0! | #DIV/0! | 1 | #DIV/0! | #DIV/0! | #DIV/0! | #DIV/0! | #DIV/0! | #DIV/0! | #DIV/0! | #DIV/0! | #DIV/0! | #DIV/0! | #DIV/0! | 1 | #DIV/0! | 1 | #DIV/0!
#DIV/0! | #DIV/0! | #DIV/0! | #DIV/0! | #DIV/0! | #DIV/0! |  | 0 | 0 | 0 |  | 6 | #DIV/0! | #DIV/0! | #DIV/0! | #DIV/0! | #DIV/0! | #DIV/0! | #DIV/0! | #DIV/0! | #DIV/0! | #DIV/0! | 1 | #DIV/0! | #DIV/0! | #DIV/0! | #DIV/0! | 0 | 0 | 0 | 1 | FALSE | FALSE | #DIV/0! | #DIV/0! | #DIV/0! | #DIV/0! | #DIV/0! | #DIV/0! | 1 | #DIV/0! | #DIV/0! | #DIV/0! | #DIV/0! | #DIV/0! | #DIV/0! | #DIV/0! | #DIV/0! | #DIV/0! | #DIV/0! | #DIV/0! | 1 | #DIV/0! | 1 | #DIV/0!
#DIV/0! | #DIV/0! | #DIV/0! | #DIV/0! | #DIV/0! | #DIV/0! |  | 0 | 0 | 0 |  | 6 | #DIV/0! | #DIV/0! | #DIV/0! | #DIV/0! | #DIV/0! | #DIV/0! | #DIV/0! | #DIV/0! | #DIV/0! | #DIV/0! | 1 | #DIV/0! | #DIV/0! | #DIV/0! | #DIV/0! | 0 | 0 | 0 | 1 | FALSE | FALSE | #DIV/0! | #DIV/0! | #DIV/0! | #DIV/0! | #DIV/0! | #DIV/0! | 1 | #DIV/0! | #DIV/0! | #DIV/0! | #DIV/0! | #DIV/0! | #DIV/0! | #DIV/0! | #DIV/0! | #DIV/0! | #DIV/0! | #DIV/0! | 1 | #DIV/0! | 1 | #DIV/0!
#DIV/0! | #DIV/0! | #DIV/0! | #DIV/0! | #DIV/0! | #DIV/0! |  | 0 | 0 | 0 |  | 6 | #DIV/0! | #DIV/0! | #DIV/0! | #DIV/0! | #DIV/0! | #DIV/0! | #DIV/0! | #DIV/0! | #DIV/0! | #DIV/0! | 1 | #DIV/0! | #DIV/0! | #DIV/0! | #DIV/0! | 0 | 0 | 0 | 1 | FALSE | FALSE | #DIV/0! | #DIV/0! | #DIV/0! | #DIV/0! | #DIV/0! | #DIV/0! | 1 | #DIV/0! | #DIV/0! | #DIV/0! | #DIV/0! | #DIV/0! | #DIV/0! | #DIV/0! | #DIV/0! | #DIV/0! | #DIV/0! | #DIV/0! | 1 | #DIV/0! | 1 | #DIV/0!
#DIV/0! | #DIV/0! | #DIV/0! | #DIV/0! | #DIV/0! | #DIV/0! |  | 0 | 0 | 0 |  | 6 | #DIV/0! | #DIV/0! | #DIV/0! | #DIV/0! | #DIV/0! | #DIV/0! | #DIV/0! | #DIV/0! | #DIV/0! | #DIV/0! | 1 | #DIV/0! | #DIV/0! | #DIV/0! | #DIV/0! | 0 | 0 | 0 | 1 | FALSE | FALSE | #DIV/0! | #DIV/0! | #DIV/0! | #DIV/0! | #DIV/0! | #DIV/0! | 1 | #DIV/0! | #DIV/0! | #DIV/0! | #DIV/0! | #DIV/0! | #DIV/0! | #DIV/0! | #DIV/0! | #DIV/0! | #DIV/0! | #DIV/0! | 1 | #DIV/0! | 1 | #DIV/0!
#DIV/0! | #DIV/0! | #DIV/0! | #DIV/0! | #DIV/0! | #DIV/0! |  | 0 | 0 | 0 |  | 6 | #DIV/0! | #DIV/0! | #DIV/0! | #DIV/0! | #DIV/0! | #DIV/0! | #DIV/0! | #DIV/0! | #DIV/0! | #DIV/0! | 1 | #DIV/0! | #DIV/0! | #DIV/0! | #DIV/0! | 0 | 0 | 0 | 1 | FALSE | FALSE | #DIV/0! | #DIV/0! | #DIV/0! | #DIV/0! | #DIV/0! | #DIV/0! | 1 | #DIV/0! | #DIV/0! | #DIV/0! | #DIV/0! | #DIV/0! | #DIV/0! | #DIV/0! | #DIV/0! | #DIV/0! | #DIV/0! | #DIV/0! | 1 | #DIV/0! | 1 | #DIV/0!
#DIV/0! | #DIV/0! | #DIV/0! | #DIV/0! | #DIV/0! | #DIV/0! |  | 0 | 0 | 0 |  | 6 | #DIV/0! | #DIV/0! | #DIV/0! | #DIV/0! | #DIV/0! | #DIV/0! | #DIV/0! | #DIV/0! | #DIV/0! | #DIV/0! | 1 | #DIV/0! | #DIV/0! | #DIV/0! | #DIV/0! | 0 | 0 | 0 | 1 | FALSE | FALSE | #DIV/0! | #DIV/0! | #DIV/0! | #DIV/0! | #DIV/0! | #DIV/0! | 1 | #DIV/0! | #DIV/0! | #DIV/0! | #DIV/0! | #DIV/0! | #DIV/0! | #DIV/0! | #DIV/0! | #DIV/0! | #DIV/0! | #DIV/0! | 1 | #DIV/0! | 1 | #DIV/0!
| 7 | Reihe stehender Module
#DIV/0! | #DIV/0! | #DIV/0! | #DIV/0! | #DIV/0! | #DIV/0! |  | 0 | 0 | 0 |  | 7 | #DIV/0! | #DIV/0! | #DIV/0! | #DIV/0! | #DIV/0! | #DIV/0! | #DIV/0! | #DIV/0! | #DIV/0! | #DIV/0! | 1 | #DIV/0! | #DIV/0! | #DIV/0! | #DIV/0! | 0 | 0 | 0 | 1 | FALSE | FALSE | #DIV/0! | #DIV/0! | #DIV/0! | #DIV/0! | #DIV/0! | #DIV/0! | 1 | #DIV/0! | #DIV/0! | #DIV/0! | #DIV/0! | #DIV/0! | #DIV/0! | #DIV/0! | #DIV/0! | #DIV/0! | #DIV/0! | #DIV/0! | 1 | #DIV/0! | 1 | #DIV/0!
#DIV/0! | #DIV/0! | #DIV/0! | #DIV/0! | #DIV/0! | #DIV/0! |  | 0 | 0 | 0 |  | 7 | #DIV/0! | #DIV/0! | #DIV/0! | #DIV/0! | #DIV/0! | #DIV/0! | #DIV/0! | #DIV/0! | #DIV/0! | #DIV/0! | 1 | #DIV/0! | #DIV/0! | #DIV/0! | #DIV/0! | 0 | 0 | 0 | 1 | FALSE | FALSE | #DIV/0! | #DIV/0! | #DIV/0! | #DIV/0! | #DIV/0! | #DIV/0! | 1 | #DIV/0! | #DIV/0! | #DIV/0! | #DIV/0! | #DIV/0! | #DIV/0! | #DIV/0! | #DIV/0! | #DIV/0! | #DIV/0! | #DIV/0! | 1 | #DIV/0! | 1 | #DIV/0!
#DIV/0! | #DIV/0! | #DIV/0! | #DIV/0! | #DIV/0! | #DIV/0! |  | 0 | 0 | 0 |  | 7 | #DIV/0! | #DIV/0! | #DIV/0! | #DIV/0! | #DIV/0! | #DIV/0! | #DIV/0! | #DIV/0! | #DIV/0! | #DIV/0! | 1 | #DIV/0! | #DIV/0! | #DIV/0! | #DIV/0! | 0 | 0 | 0 | 1 | FALSE | FALSE | #DIV/0! | #DIV/0! | #DIV/0! | #DIV/0! | #DIV/0! | #DIV/0! | 1 | #DIV/0! | #DIV/0! | #DIV/0! | #DIV/0! | #DIV/0! | #DIV/0! | #DIV/0! | #DIV/0! | #DIV/0! | #DIV/0! | #DIV/0! | 1 | #DIV/0! | 1 | #DIV/0!
#DIV/0! | #DIV/0! | #DIV/0! | #DIV/0! | #DIV/0! | #DIV/0! |  | 0 | 0 | 0 |  | 7 | #DIV/0! | #DIV/0! | #DIV/0! | #DIV/0! | #DIV/0! | #DIV/0! | #DIV/0! | #DIV/0! | #DIV/0! | #DIV/0! | 1 | #DIV/0! | #DIV/0! | #DIV/0! | #DIV/0! | 0 | 0 | 0 | 1 | FALSE | FALSE | #DIV/0! | #DIV/0! | #DIV/0! | #DIV/0! | #DIV/0! | #DIV/0! | 1 | #DIV/0! | #DIV/0! | #DIV/0! | #DIV/0! | #DIV/0! | #DIV/0! | #DIV/0! | #DIV/0! | #DIV/0! | #DIV/0! | #DIV/0! | 1 | #DIV/0! | 1 | #DIV/0!
#DIV/0! | #DIV/0! | #DIV/0! | #DIV/0! | #DIV/0! | #DIV/0! |  | 0 | 0 | 0 |  | 7 | #DIV/0! | #DIV/0! | #DIV/0! | #DIV/0! | #DIV/0! | #DIV/0! | #DIV/0! | #DIV/0! | #DIV/0! | #DIV/0! | 1 | #DIV/0! | #DIV/0! | #DIV/0! | #DIV/0! | 0 | 0 | 0 | 1 | FALSE | FALSE | #DIV/0! | #DIV/0! | #DIV/0! | #DIV/0! | #DIV/0! | #DIV/0! | 1 | #DIV/0! | #DIV/0! | #DIV/0! | #DIV/0! | #DIV/0! | #DIV/0! | #DIV/0! | #DIV/0! | #DIV/0! | #DIV/0! | #DIV/0! | 1 | #DIV/0! | 1 | #DIV/0!
#DIV/0! | #DIV/0! | #DIV/0! | #DIV/0! | #DIV/0! | #DIV/0! |  | 0 | 0 | 0 |  | 7 | #DIV/0! | #DIV/0! | #DIV/0! | #DIV/0! | #DIV/0! | #DIV/0! | #DIV/0! | #DIV/0! | #DIV/0! | #DIV/0! | 1 | #DIV/0! | #DIV/0! | #DIV/0! | #DIV/0! | 0 | 0 | 0 | 1 | FALSE | FALSE | #DIV/0! | #DIV/0! | #DIV/0! | #DIV/0! | #DIV/0! | #DIV/0! | 1 | #DIV/0! | #DIV/0! | #DIV/0! | #DIV/0! | #DIV/0! | #DIV/0! | #DIV/0! | #DIV/0! | #DIV/0! | #DIV/0! | #DIV/0! | 1 | #DIV/0! | 1 | #DIV/0!
#DIV/0! | #DIV/0! | #DIV/0! | #DIV/0! | #DIV/0! | #DIV/0! |  | 0 | 0 | 0 |  | 7 | #DIV/0! | #DIV/0! | #DIV/0! | #DIV/0! | #DIV/0! | #DIV/0! | #DIV/0! | #DIV/0! | #DIV/0! | #DIV/0! | 1 | #DIV/0! | #DIV/0! | #DIV/0! | #DIV/0! | 0 | 0 | 0 | 1 | FALSE | FALSE | #DIV/0! | #DIV/0! | #DIV/0! | #DIV/0! | #DIV/0! | #DIV/0! | 1 | #DIV/0! | #DIV/0! | #DIV/0! | #DIV/0! | #DIV/0! | #DIV/0! | #DIV/0! | #DIV/0! | #DIV/0! | #DIV/0! | #DIV/0! | 1 | #DIV/0! | 1 | #DIV/0!
#DIV/0! | #DIV/0! | #DIV/0! | #DIV/0! | #DIV/0! | #DIV/0! |  | 0 | 0 | 0 |  | 7 | #DIV/0! | #DIV/0! | #DIV/0! | #DIV/0! | #DIV/0! | #DIV/0! | #DIV/0! | #DIV/0! | #DIV/0! | #DIV/0! | 1 | #DIV/0! | #DIV/0! | #DIV/0! | #DIV/0! | 0 | 0 | 0 | 1 | FALSE | FALSE | #DIV/0! | #DIV/0! | #DIV/0! | #DIV/0! | #DIV/0! | #DIV/0! | 1 | #DIV/0! | #DIV/0! | #DIV/0! | #DIV/0! | #DIV/0! | #DIV/0! | #DIV/0! | #DIV/0! | #DIV/0! | #DIV/0! | #DIV/0! | 1 | #DIV/0! | 1 | #DIV/0!
#DIV/0! | #DIV/0! | #DIV/0! | #DIV/0! | #DIV/0! | #DIV/0! |  | 0 | 0 | 0 |  | 7 | #DIV/0! | #DIV/0! | #DIV/0! | #DIV/0! | #DIV/0! | #DIV/0! | #DIV/0! | #DIV/0! | #DIV/0! | #DIV/0! | 1 | #DIV/0! | #DIV/0! | #DIV/0! | #DIV/0! | 0 | 0 | 0 | 1 | FALSE | FALSE | #DIV/0! | #DIV/0! | #DIV/0! | #DIV/0! | #DIV/0! | #DIV/0! | 1 | #DIV/0! | #DIV/0! | #DIV/0! | #DIV/0! | #DIV/0! | #DIV/0! | #DIV/0! | #DIV/0! | #DIV/0! | #DIV/0! | #DIV/0! | 1 | #DIV/0! | 1 | #DIV/0!
#DIV/0! | #DIV/0! | #DIV/0! | #DIV/0! | #DIV/0! | #DIV/0! |  | 0 | 0 | 0 |  | 7 | #DIV/0! | #DIV/0! | #DIV/0! | #DIV/0! | #DIV/0! | #DIV/0! | #DIV/0! | #DIV/0! | #DIV/0! | #DIV/0! | 1 | #DIV/0! | #DIV/0! | #DIV/0! | #DIV/0! | 0 | 0 | 0 | 1 | FALSE | FALSE | #DIV/0! | #DIV/0! | #DIV/0! | #DIV/0! | #DIV/0! | #DIV/0! | 1 | #DIV/0! | #DIV/0! | #DIV/0! | #DIV/0! | #DIV/0! | #DIV/0! | #DIV/0! | #DIV/0! | #DIV/0! | #DIV/0! | #DIV/0! | 1 | #DIV/0! | 1 | #DIV/0!
#DIV/0! | #DIV/0! | #DIV/0! | #DIV/0! | #DIV/0! | #DIV/0! |  | 0 | 0 | 0 |  | 7 | #DIV/0! | #DIV/0! | #DIV/0! | #DIV/0! | #DIV/0! | #DIV/0! | #DIV/0! | #DIV/0! | #DIV/0! | #DIV/0! | 1 | #DIV/0! | #DIV/0! | #DIV/0! | #DIV/0! | 0 | 0 | 0 | 1 | FALSE | FALSE | #DIV/0! | #DIV/0! | #DIV/0! | #DIV/0! | #DIV/0! | #DIV/0! | 1 | #DIV/0! | #DIV/0! | #DIV/0! | #DIV/0! | #DIV/0! | #DIV/0! | #DIV/0! | #DIV/0! | #DIV/0! | #DIV/0! | #DIV/0! | 1 | #DIV/0! | 1 | #DIV/0!
#DIV/0! | #DIV/0! | #DIV/0! | #DIV/0! | #DIV/0! | #DIV/0! |  | 0 | 0 | 0 |  | 7 | #DIV/0! | #DIV/0! | #DIV/0! | #DIV/0! | #DIV/0! | #DIV/0! | #DIV/0! | #DIV/0! | #DIV/0! | #DIV/0! | 1 | #DIV/0! | #DIV/0! | #DIV/0! | #DIV/0! | 0 | 0 | 0 | 1 | FALSE | FALSE | #DIV/0! | #DIV/0! | #DIV/0! | #DIV/0! | #DIV/0! | #DIV/0! | 1 | #DIV/0! | #DIV/0! | #DIV/0! | #DIV/0! | #DIV/0! | #DIV/0! | #DIV/0! | #DIV/0! | #DIV/0! | #DIV/0! | #DIV/0! | 1 | #DIV/0! | 1 | #DIV/0!
#DIV/0! | #DIV/0! | #DIV/0! | #DIV/0! | #DIV/0! | #DIV/0! |  | 0 | 0 | 0 |  | 7 | #DIV/0! | #DIV/0! | #DIV/0! | #DIV/0! | #DIV/0! | #DIV/0! | #DIV/0! | #DIV/0! | #DIV/0! | #DIV/0! | 1 | #DIV/0! | #DIV/0! | #DIV/0! | #DIV/0! | 0 | 0 | 0 | 1 | FALSE | FALSE | #DIV/0! | #DIV/0! | #DIV/0! | #DIV/0! | #DIV/0! | #DIV/0! | 1 | #DIV/0! | #DIV/0! | #DIV/0! | #DIV/0! | #DIV/0! | #DIV/0! | #DIV/0! | #DIV/0! | #DIV/0! | #DIV/0! | #DIV/0! | 1 | #DIV/0! | 1 | #DIV/0!
#DIV/0! | #DIV/0! | #DIV/0! | #DIV/0! | #DIV/0! | #DIV/0! |  | 0 | 0 | 0 |  | 7 | #DIV/0! | #DIV/0! | #DIV/0! | #DIV/0! | #DIV/0! | #DIV/0! | #DIV/0! | #DIV/0! | #DIV/0! | #DIV/0! | 1 | #DIV/0! | #DIV/0! | #DIV/0! | #DIV/0! | 0 | 0 | 0 | 1 | FALSE | FALSE | #DIV/0! | #DIV/0! | #DIV/0! | #DIV/0! | #DIV/0! | #DIV/0! | 1 | #DIV/0! | #DIV/0! | #DIV/0! | #DIV/0! | #DIV/0! | #DIV/0! | #DIV/0! | #DIV/0! | #DIV/0! | #DIV/0! | #DIV/0! | 1 | #DIV/0! | 1 | #DIV/0!
#DIV/0! | #DIV/0! | #DIV/0! | #DIV/0! | #DIV/0! | #DIV/0! |  | 0 | 0 | 0 |  | 7 | #DIV/0! | #DIV/0! | #DIV/0! | #DIV/0! | #DIV/0! | #DIV/0! | #DIV/0! | #DIV/0! | #DIV/0! | #DIV/0! | 1 | #DIV/0! | #DIV/0! | #DIV/0! | #DIV/0! | 0 | 0 | 0 | 1 | FALSE | FALSE | #DIV/0! | #DIV/0! | #DIV/0! | #DIV/0! | #DIV/0! | #DIV/0! | 1 | #DIV/0! | #DIV/0! | #DIV/0! | #DIV/0! | #DIV/0! | #DIV/0! | #DIV/0! | #DIV/0! | #DIV/0! | #DIV/0! | #DIV/0! | 1 | #DIV/0! | 1 | #DIV/0!
#DIV/0! | #DIV/0! | #DIV/0! | #DIV/0! | #DIV/0! | #DIV/0! |  | 0 | 0 | 0 |  | 7 | #DIV/0! | #DIV/0! | #DIV/0! | #DIV/0! | #DIV/0! | #DIV/0! | #DIV/0! | #DIV/0! | #DIV/0! | #DIV/0! | 1 | #DIV/0! | #DIV/0! | #DIV/0! | #DIV/0! | 0 | 0 | 0 | 1 | FALSE | FALSE | #DIV/0! | #DIV/0! | #DIV/0! | #DIV/0! | #DIV/0! | #DIV/0! | 1 | #DIV/0! | #DIV/0! | #DIV/0! | #DIV/0! | #DIV/0! | #DIV/0! | #DIV/0! | #DIV/0! | #DIV/0! | #DIV/0! | #DIV/0! | 1 | #DIV/0! | 1 | #DIV/0!
#DIV/0! | #DIV/0! | #DIV/0! | #DIV/0! | #DIV/0! | #DIV/0! |  | 0 | 0 | 0 |  | 7 | #DIV/0! | #DIV/0! | #DIV/0! | #DIV/0! | #DIV/0! | #DIV/0! | #DIV/0! | #DIV/0! | #DIV/0! | #DIV/0! | 1 | #DIV/0! | #DIV/0! | #DIV/0! | #DIV/0! | 0 | 0 | 0 | 1 | FALSE | FALSE | #DIV/0! | #DIV/0! | #DIV/0! | #DIV/0! | #DIV/0! | #DIV/0! | 1 | #DIV/0! | #DIV/0! | #DIV/0! | #DIV/0! | #DIV/0! | #DIV/0! | #DIV/0! | #DIV/0! | #DIV/0! | #DIV/0! | #DIV/0! | 1 | #DIV/0! | 1 | #DIV/0!
#DIV/0! | #DIV/0! | #DIV/0! | #DIV/0! | #DIV/0! | #DIV/0! |  | 0 | 0 | 0 |  | 7 | #DIV/0! | #DIV/0! | #DIV/0! | #DIV/0! | #DIV/0! | #DIV/0! | #DIV/0! | #DIV/0! | #DIV/0! | #DIV/0! | 1 | #DIV/0! | #DIV/0! | #DIV/0! | #DIV/0! | 0 | 0 | 0 | 1 | FALSE | FALSE | #DIV/0! | #DIV/0! | #DIV/0! | #DIV/0! | #DIV/0! | #DIV/0! | 1 | #DIV/0! | #DIV/0! | #DIV/0! | #DIV/0! | #DIV/0! | #DIV/0! | #DIV/0! | #DIV/0! | #DIV/0! | #DIV/0! | #DIV/0! | 1 | #DIV/0! | 1 | #DIV/0!
#DIV/0! | #DIV/0! | #DIV/0! | #DIV/0! | #DIV/0! | #DIV/0! |  | 0 | 0 | 0 |  | 7 | #DIV/0! | #DIV/0! | #DIV/0! | #DIV/0! | #DIV/0! | #DIV/0! | #DIV/0! | #DIV/0! | #DIV/0! | #DIV/0! | 1 | #DIV/0! | #DIV/0! | #DIV/0! | #DIV/0! | 0 | 0 | 0 | 1 | FALSE | FALSE | #DIV/0! | #DIV/0! | #DIV/0! | #DIV/0! | #DIV/0! | #DIV/0! | 1 | #DIV/0! | #DIV/0! | #DIV/0! | #DIV/0! | #DIV/0! | #DIV/0! | #DIV/0! | #DIV/0! | #DIV/0! | #DIV/0! | #DIV/0! | 1 | #DIV/0! | 1 | #DIV/0!
#DIV/0! | #DIV/0! | #DIV/0! | #DIV/0! | #DIV/0! | #DIV/0! |  | 0 | 0 | 0 |  | 7 | #DIV/0! | #DIV/0! | #DIV/0! | #DIV/0! | #DIV/0! | #DIV/0! | #DIV/0! | #DIV/0! | #DIV/0! | #DIV/0! | 1 | #DIV/0! | #DIV/0! | #DIV/0! | #DIV/0! | 0 | 0 | 0 | 1 | FALSE | FALSE | #DIV/0! | #DIV/0! | #DIV/0! | #DIV/0! | #DIV/0! | #DIV/0! | 1 | #DIV/0! | #DIV/0! | #DIV/0! | #DIV/0! | #DIV/0! | #DIV/0! | #DIV/0! | #DIV/0! | #DIV/0! | #DIV/0! | #DIV/0! | 1 | #DIV/0! | 1 | #DIV/0!
#DIV/0! | #DIV/0! | #DIV/0! | #DIV/0! | #DIV/0! | #DIV/0! |  | 0 | 0 | 0 |  | 7 | #DIV/0! | #DIV/0! | #DIV/0! | #DIV/0! | #DIV/0! | #DIV/0! | #DIV/0! | #DIV/0! | #DIV/0! | #DIV/0! | 1 | #DIV/0! | #DIV/0! | #DIV/0! | #DIV/0! | 0 | 0 | 0 | 1 | FALSE | FALSE | #DIV/0! | #DIV/0! | #DIV/0! | #DIV/0! | #DIV/0! | #DIV/0! | 1 | #DIV/0! | #DIV/0! | #DIV/0! | #DIV/0! | #DIV/0! | #DIV/0! | #DIV/0! | #DIV/0! | #DIV/0! | #DIV/0! | #DIV/0! | 1 | #DIV/0! | 1 | #DIV/0!
#DIV/0! | #DIV/0! | #DIV/0! | #DIV/0! | #DIV/0! | #DIV/0! |  | 0 | 0 | 0 |  | 7 | #DIV/0! | #DIV/0! | #DIV/0! | #DIV/0! | #DIV/0! | #DIV/0! | #DIV/0! | #DIV/0! | #DIV/0! | #DIV/0! | 1 | #DIV/0! | #DIV/0! | #DIV/0! | #DIV/0! | 0 | 0 | 0 | 1 | FALSE | FALSE | #DIV/0! | #DIV/0! | #DIV/0! | #DIV/0! | #DIV/0! | #DIV/0! | 1 | #DIV/0! | #DIV/0! | #DIV/0! | #DIV/0! | #DIV/0! | #DIV/0! | #DIV/0! | #DIV/0! | #DIV/0! | #DIV/0! | #DIV/0! | 1 | #DIV/0! | 1 | #DIV/0!
#DIV/0! | #DIV/0! | #DIV/0! | #DIV/0! | #DIV/0! | #DIV/0! |  | 0 | 0 | 0 |  | 7 | #DIV/0! | #DIV/0! | #DIV/0! | #DIV/0! | #DIV/0! | #DIV/0! | #DIV/0! | #DIV/0! | #DIV/0! | #DIV/0! | 1 | #DIV/0! | #DIV/0! | #DIV/0! | #DIV/0! | 0 | 0 | 0 | 1 | FALSE | FALSE | #DIV/0! | #DIV/0! | #DIV/0! | #DIV/0! | #DIV/0! | #DIV/0! | 1 | #DIV/0! | #DIV/0! | #DIV/0! | #DIV/0! | #DIV/0! | #DIV/0! | #DIV/0! | #DIV/0! | #DIV/0! | #DIV/0! | #DIV/0! | 1 | #DIV/0! | 1 | #DIV/0!
#DIV/0! | #DIV/0! | #DIV/0! | #DIV/0! | #DIV/0! | #DIV/0! |  | 0 | 0 | 0 |  | 7 | #DIV/0! | #DIV/0! | #DIV/0! | #DIV/0! | #DIV/0! | #DIV/0! | #DIV/0! | #DIV/0! | #DIV/0! | #DIV/0! | 1 | #DIV/0! | #DIV/0! | #DIV/0! | #DIV/0! | 0 | 0 | 0 | 1 | FALSE | FALSE | #DIV/0! | #DIV/0! | #DIV/0! | #DIV/0! | #DIV/0! | #DIV/0! | 1 | #DIV/0! | #DIV/0! | #DIV/0! | #DIV/0! | #DIV/0! | #DIV/0! | #DIV/0! | #DIV/0! | #DIV/0! | #DIV/0! | #DIV/0! | 1 | #DIV/0! | 1 | #DIV/0!
#DIV/0! | #DIV/0! | #DIV/0! | #DIV/0! | #DIV/0! | #DIV/0! |  | 0 | 0 | 0 |  | 7 | #DIV/0! | #DIV/0! | #DIV/0! | #DIV/0! | #DIV/0! | #DIV/0! | #DIV/0! | #DIV/0! | #DIV/0! | #DIV/0! | 1 | #DIV/0! | #DIV/0! | #DIV/0! | #DIV/0! | 0 | 0 | 0 | 1 | FALSE | FALSE | #DIV/0! | #DIV/0! | #DIV/0! | #DIV/0! | #DIV/0! | #DIV/0! | 1 | #DIV/0! | #DIV/0! | #DIV/0! | #DIV/0! | #DIV/0! | #DIV/0! | #DIV/0! | #DIV/0! | #DIV/0! | #DIV/0! | #DIV/0! | 1 | #DIV/0! | 1 | #DIV/0!
#DIV/0! | #DIV/0! | #DIV/0! | #DIV/0! | #DIV/0! | #DIV/0! |  | 0 | 0 | 0 |  | 7 | #DIV/0! | #DIV/0! | #DIV/0! | #DIV/0! | #DIV/0! | #DIV/0! | #DIV/0! | #DIV/0! | #DIV/0! | #DIV/0! | 1 | #DIV/0! | #DIV/0! | #DIV/0! | #DIV/0! | 0 | 0 | 0 | 1 | FALSE | FALSE | #DIV/0! | #DIV/0! | #DIV/0! | #DIV/0! | #DIV/0! | #DIV/0! | 1 | #DIV/0! | #DIV/0! | #DIV/0! | #DIV/0! | #DIV/0! | #DIV/0! | #DIV/0! | #DIV/0! | #DIV/0! | #DIV/0! | #DIV/0! | 1 | #DIV/0! | 1 | #DIV/0!
#DIV/0! | #DIV/0! | #DIV/0! | #DIV/0! | #DIV/0! | #DIV/0! |  | 0 | 0 | 0 |  | 7 | #DIV/0! | #DIV/0! | #DIV/0! | #DIV/0! | #DIV/0! | #DIV/0! | #DIV/0! | #DIV/0! | #DIV/0! | #DIV/0! | 1 | #DIV/0! | #DIV/0! | #DIV/0! | #DIV/0! | 0 | 0 | 0 | 1 | FALSE | FALSE | #DIV/0! | #DIV/0! | #DIV/0! | #DIV/0! | #DIV/0! | #DIV/0! | 1 | #DIV/0! | #DIV/0! | #DIV/0! | #DIV/0! | #DIV/0! | #DIV/0! | #DIV/0! | #DIV/0! | #DIV/0! | #DIV/0! | #DIV/0! | 1 | #DIV/0! | 1 | #DIV/0!
#DIV/0! | #DIV/0! | #DIV/0! | #DIV/0! | #DIV/0! | #DIV/0! |  | 0 | 0 | 0 |  | 7 | #DIV/0! | #DIV/0! | #DIV/0! | #DIV/0! | #DIV/0! | #DIV/0! | #DIV/0! | #DIV/0! | #DIV/0! | #DIV/0! | 1 | #DIV/0! | #DIV/0! | #DIV/0! | #DIV/0! | 0 | 0 | 0 | 1 | FALSE | FALSE | #DIV/0! | #DIV/0! | #DIV/0! | #DIV/0! | #DIV/0! | #DIV/0! | 1 | #DIV/0! | #DIV/0! | #DIV/0! | #DIV/0! | #DIV/0! | #DIV/0! | #DIV/0! | #DIV/0! | #DIV/0! | #DIV/0! | #DIV/0! | 1 | #DIV/0! | 1 | #DIV/0!
#DIV/0! | #DIV/0! | #DIV/0! | #DIV/0! | #DIV/0! | #DIV/0! |  | 0 | 0 | 0 |  | 7 | #DIV/0! | #DIV/0! | #DIV/0! | #DIV/0! | #DIV/0! | #DIV/0! | #DIV/0! | #DIV/0! | #DIV/0! | #DIV/0! | 1 | #DIV/0! | #DIV/0! | #DIV/0! | #DIV/0! | 0 | 0 | 0 | 1 | FALSE | FALSE | #DIV/0! | #DIV/0! | #DIV/0! | #DIV/0! | #DIV/0! | #DIV/0! | 1 | #DIV/0! | #DIV/0! | #DIV/0! | #DIV/0! | #DIV/0! | #DIV/0! | #DIV/0! | #DIV/0! | #DIV/0! | #DIV/0! | #DIV/0! | 1 | #DIV/0! | 1 | #DIV/0!
#DIV/0! | #DIV/0! | #DIV/0! | #DIV/0! | #DIV/0! | #DIV/0! |  | 0 | 0 | 0 |  | 7 | #DIV/0! | #DIV/0! | #DIV/0! | #DIV/0! | #DIV/0! | #DIV/0! | #DIV/0! | #DIV/0! | #DIV/0! | #DIV/0! | 1 | #DIV/0! | #DIV/0! | #DIV/0! | #DIV/0! | 0 | 0 | 0 | 1 | FALSE | FALSE | #DIV/0! | #DIV/0! | #DIV/0! | #DIV/0! | #DIV/0! | #DIV/0! | 1 | #DIV/0! | #DIV/0! | #DIV/0! | #DIV/0! | #DIV/0! | #DIV/0! | #DIV/0! | #DIV/0! | #DIV/0! | #DIV/0! | #DIV/0! | 1 | #DIV/0! | 1 | #DIV/0!
#DIV/0! | #DIV/0! | #DIV/0! | #DIV/0! | #DIV/0! | #DIV/0! |  | 0 | 0 | 0 |  | 7 | #DIV/0! | #DIV/0! | #DIV/0! | #DIV/0! | #DIV/0! | #DIV/0! | #DIV/0! | #DIV/0! | #DIV/0! | #DIV/0! | 1 | #DIV/0! | #DIV/0! | #DIV/0! | #DIV/0! | 0 | 0 | 0 | 1 | FALSE | FALSE | #DIV/0! | #DIV/0! | #DIV/0! | #DIV/0! | #DIV/0! | #DIV/0! | 1 | #DIV/0! | #DIV/0! | #DIV/0! | #DIV/0! | #DIV/0! | #DIV/0! | #DIV/0! | #DIV/0! | #DIV/0! | #DIV/0! | #DIV/0! | 1 | #DIV/0! | 1 | #DIV/0!
#DIV/0! | #DIV/0! | #DIV/0! | #DIV/0! | #DIV/0! | #DIV/0! |  | 0 | 0 | 0 |  | 7 | #DIV/0! | #DIV/0! | #DIV/0! | #DIV/0! | #DIV/0! | #DIV/0! | #DIV/0! | #DIV/0! | #DIV/0! | #DIV/0! | 1 | #DIV/0! | #DIV/0! | #DIV/0! | #DIV/0! | 0 | 0 | 0 | 1 | FALSE | FALSE | #DIV/0! | #DIV/0! | #DIV/0! | #DIV/0! | #DIV/0! | #DIV/0! | 1 | #DIV/0! | #DIV/0! | #DIV/0! | #DIV/0! | #DIV/0! | #DIV/0! | #DIV/0! | #DIV/0! | #DIV/0! | #DIV/0! | #DIV/0! | 1 | #DIV/0! | 1 | #DIV/0!
#DIV/0! | #DIV/0! | #DIV/0! | #DIV/0! | #DIV/0! | #DIV/0! |  | 0 | 0 | 0 |  | 7 | #DIV/0! | #DIV/0! | #DIV/0! | #DIV/0! | #DIV/0! | #DIV/0! | #DIV/0! | #DIV/0! | #DIV/0! | #DIV/0! | 1 | #DIV/0! | #DIV/0! | #DIV/0! | #DIV/0! | 0 | 0 | 0 | 1 | FALSE | FALSE | #DIV/0! | #DIV/0! | #DIV/0! | #DIV/0! | #DIV/0! | #DIV/0! | 1 | #DIV/0! | #DIV/0! | #DIV/0! | #DIV/0! | #DIV/0! | #DIV/0! | #DIV/0! | #DIV/0! | #DIV/0! | #DIV/0! | #DIV/0! | 1 | #DIV/0! | 1 | #DIV/0!
#DIV/0! | #DIV/0! | #DIV/0! | #DIV/0! | #DIV/0! | #DIV/0! |  | 0 | 0 | 0 |  | 7 | #DIV/0! | #DIV/0! | #DIV/0! | #DIV/0! | #DIV/0! | #DIV/0! | #DIV/0! | #DIV/0! | #DIV/0! | #DIV/0! | 1 | #DIV/0! | #DIV/0! | #DIV/0! | #DIV/0! | 0 | 0 | 0 | 1 | FALSE | FALSE | #DIV/0! | #DIV/0! | #DIV/0! | #DIV/0! | #DIV/0! | #DIV/0! | 1 | #DIV/0! | #DIV/0! | #DIV/0! | #DIV/0! | #DIV/0! | #DIV/0! | #DIV/0! | #DIV/0! | #DIV/0! | #DIV/0! | #DIV/0! | 1 | #DIV/0! | 1 | #DIV/0!
#DIV/0! | #DIV/0! | #DIV/0! | #DIV/0! | #DIV/0! | #DIV/0! |  | 0 | 0 | 0 |  | 7 | #DIV/0! | #DIV/0! | #DIV/0! | #DIV/0! | #DIV/0! | #DIV/0! | #DIV/0! | #DIV/0! | #DIV/0! | #DIV/0! | 1 | #DIV/0! | #DIV/0! | #DIV/0! | #DIV/0! | 0 | 0 | 0 | 1 | FALSE | FALSE | #DIV/0! | #DIV/0! | #DIV/0! | #DIV/0! | #DIV/0! | #DIV/0! | 1 | #DIV/0! | #DIV/0! | #DIV/0! | #DIV/0! | #DIV/0! | #DIV/0! | #DIV/0! | #DIV/0! | #DIV/0! | #DIV/0! | #DIV/0! | 1 | #DIV/0! | 1 | #DIV/0!
#DIV/0! | #DIV/0! | #DIV/0! | #DIV/0! | #DIV/0! | #DIV/0! |  | 0 | 0 | 0 |  | 7 | #DIV/0! | #DIV/0! | #DIV/0! | #DIV/0! | #DIV/0! | #DIV/0! | #DIV/0! | #DIV/0! | #DIV/0! | #DIV/0! | 1 | #DIV/0! | #DIV/0! | #DIV/0! | #DIV/0! | 0 | 0 | 0 | 1 | FALSE | FALSE | #DIV/0! | #DIV/0! | #DIV/0! | #DIV/0! | #DIV/0! | #DIV/0! | 1 | #DIV/0! | #DIV/0! | #DIV/0! | #DIV/0! | #DIV/0! | #DIV/0! | #DIV/0! | #DIV/0! | #DIV/0! | #DIV/0! | #DIV/0! | 1 | #DIV/0! | 1 | #DIV/0!
#DIV/0! | #DIV/0! | #DIV/0! | #DIV/0! | #DIV/0! | #DIV/0! |  | 0 | 0 | 0 |  | 7 | #DIV/0! | #DIV/0! | #DIV/0! | #DIV/0! | #DIV/0! | #DIV/0! | #DIV/0! | #DIV/0! | #DIV/0! | #DIV/0! | 1 | #DIV/0! | #DIV/0! | #DIV/0! | #DIV/0! | 0 | 0 | 0 | 1 | FALSE | FALSE | #DIV/0! | #DIV/0! | #DIV/0! | #DIV/0! | #DIV/0! | #DIV/0! | 1 | #DIV/0! | #DIV/0! | #DIV/0! | #DIV/0! | #DIV/0! | #DIV/0! | #DIV/0! | #DIV/0! | #DIV/0! | #DIV/0! | #DIV/0! | 1 | #DIV/0! | 1 | #DIV/0!
#DIV/0! | #DIV/0! | #DIV/0! | #DIV/0! | #DIV/0! | #DIV/0! |  | 0 | 0 | 0 |  | 7 | #DIV/0! | #DIV/0! | #DIV/0! | #DIV/0! | #DIV/0! | #DIV/0! | #DIV/0! | #DIV/0! | #DIV/0! | #DIV/0! | 1 | #DIV/0! | #DIV/0! | #DIV/0! | #DIV/0! | 0 | 0 | 0 | 1 | FALSE | FALSE | #DIV/0! | #DIV/0! | #DIV/0! | #DIV/0! | #DIV/0! | #DIV/0! | 1 | #DIV/0! | #DIV/0! | #DIV/0! | #DIV/0! | #DIV/0! | #DIV/0! | #DIV/0! | #DIV/0! | #DIV/0! | #DIV/0! | #DIV/0! | 1 | #DIV/0! | 1 | #DIV/0!
#DIV/0! | #DIV/0! | #DIV/0! | #DIV/0! | #DIV/0! | #DIV/0! |  | 0 | 0 | 0 |  | 7 | #DIV/0! | #DIV/0! | #DIV/0! | #DIV/0! | #DIV/0! | #DIV/0! | #DIV/0! | #DIV/0! | #DIV/0! | #DIV/0! | 1 | #DIV/0! | #DIV/0! | #DIV/0! | #DIV/0! | 0 | 0 | 0 | 1 | FALSE | FALSE | #DIV/0! | #DIV/0! | #DIV/0! | #DIV/0! | #DIV/0! | #DIV/0! | 1 | #DIV/0! | #DIV/0! | #DIV/0! | #DIV/0! | #DIV/0! | #DIV/0! | #DIV/0! | #DIV/0! | #DIV/0! | #DIV/0! | #DIV/0! | 1 | #DIV/0! | 1 | #DIV/0!
#DIV/0! | #DIV/0! | #DIV/0! | #DIV/0! | #DIV/0! | #DIV/0! |  | 0 | 0 | 0 |  | 7 | #DIV/0! | #DIV/0! | #DIV/0! | #DIV/0! | #DIV/0! | #DIV/0! | #DIV/0! | #DIV/0! | #DIV/0! | #DIV/0! | 1 | #DIV/0! | #DIV/0! | #DIV/0! | #DIV/0! | 0 | 0 | 0 | 1 | FALSE | FALSE | #DIV/0! | #DIV/0! | #DIV/0! | #DIV/0! | #DIV/0! | #DIV/0! | 1 | #DIV/0! | #DIV/0! | #DIV/0! | #DIV/0! | #DIV/0! | #DIV/0! | #DIV/0! | #DIV/0! | #DIV/0! | #DIV/0! | #DIV/0! | 1 | #DIV/0! | 1 | #DIV/0!
#DIV/0! | #DIV/0! | #DIV/0! | #DIV/0! | #DIV/0! | #DIV/0! |  | 0 | 0 | 0 |  | 7 | #DIV/0! | #DIV/0! | #DIV/0! | #DIV/0! | #DIV/0! | #DIV/0! | #DIV/0! | #DIV/0! | #DIV/0! | #DIV/0! | 1 | #DIV/0! | #DIV/0! | #DIV/0! | #DIV/0! | 0 | 0 | 0 | 1 | FALSE | FALSE | #DIV/0! | #DIV/0! | #DIV/0! | #DIV/0! | #DIV/0! | #DIV/0! | 1 | #DIV/0! | #DIV/0! | #DIV/0! | #DIV/0! | #DIV/0! | #DIV/0! | #DIV/0! | #DIV/0! | #DIV/0! | #DIV/0! | #DIV/0! | 1 | #DIV/0! | 1 | #DIV/0!
#DIV/0! | #DIV/0! | #DIV/0! | #DIV/0! | #DIV/0! | #DIV/0! |  | 0 | 0 | 0 |  | 7 | #DIV/0! | #DIV/0! | #DIV/0! | #DIV/0! | #DIV/0! | #DIV/0! | #DIV/0! | #DIV/0! | #DIV/0! | #DIV/0! | 1 | #DIV/0! | #DIV/0! | #DIV/0! | #DIV/0! | 0 | 0 | 0 | 1 | FALSE | FALSE | #DIV/0! | #DIV/0! | #DIV/0! | #DIV/0! | #DIV/0! | #DIV/0! | 1 | #DIV/0! | #DIV/0! | #DIV/0! | #DIV/0! | #DIV/0! | #DIV/0! | #DIV/0! | #DIV/0! | #DIV/0! | #DIV/0! | #DIV/0! | 1 | #DIV/0! | 1 | #DIV/0!
#DIV/0! | #DIV/0! | #DIV/0! | #DIV/0! | #DIV/0! | #DIV/0! |  | 0 | 0 | 0 |  | 7 | #DIV/0! | #DIV/0! | #DIV/0! | #DIV/0! | #DIV/0! | #DIV/0! | #DIV/0! | #DIV/0! | #DIV/0! | #DIV/0! | 1 | #DIV/0! | #DIV/0! | #DIV/0! | #DIV/0! | 0 | 0 | 0 | 1 | FALSE | FALSE | #DIV/0! | #DIV/0! | #DIV/0! | #DIV/0! | #DIV/0! | #DIV/0! | 1 | #DIV/0! | #DIV/0! | #DIV/0! | #DIV/0! | #DIV/0! | #DIV/0! | #DIV/0! | #DIV/0! | #DIV/0! | #DIV/0! | #DIV/0! | 1 | #DIV/0! | 1 | #DIV/0!
#DIV/0! | #DIV/0! | #DIV/0! | #DIV/0! | #DIV/0! | #DIV/0! |  | 0 | 0 | 0 |  | 7 | #DIV/0! | #DIV/0! | #DIV/0! | #DIV/0! | #DIV/0! | #DIV/0! | #DIV/0! | #DIV/0! | #DIV/0! | #DIV/0! | 1 | #DIV/0! | #DIV/0! | #DIV/0! | #DIV/0! | 0 | 0 | 0 | 1 | FALSE | FALSE | #DIV/0! | #DIV/0! | #DIV/0! | #DIV/0! | #DIV/0! | #DIV/0! | 1 | #DIV/0! | #DIV/0! | #DIV/0! | #DIV/0! | #DIV/0! | #DIV/0! | #DIV/0! | #DIV/0! | #DIV/0! | #DIV/0! | #DIV/0! | 1 | #DIV/0! | 1 | #DIV/0!
#DIV/0! | #DIV/0! | #DIV/0! | #DIV/0! | #DIV/0! | #DIV/0! |  | 0 | 0 | 0 |  | 7 | #DIV/0! | #DIV/0! | #DIV/0! | #DIV/0! | #DIV/0! | #DIV/0! | #DIV/0! | #DIV/0! | #DIV/0! | #DIV/0! | 1 | #DIV/0! | #DIV/0! | #DIV/0! | #DIV/0! | 0 | 0 | 0 | 1 | FALSE | FALSE | #DIV/0! | #DIV/0! | #DIV/0! | #DIV/0! | #DIV/0! | #DIV/0! | 1 | #DIV/0! | #DIV/0! | #DIV/0! | #DIV/0! | #DIV/0! | #DIV/0! | #DIV/0! | #DIV/0! | #DIV/0! | #DIV/0! | #DIV/0! | 1 | #DIV/0! | 1 | #DIV/0!
#DIV/0! | #DIV/0! | #DIV/0! | #DIV/0! | #DIV/0! | #DIV/0! |  | 0 | 0 | 0 |  | 7 | #DIV/0! | #DIV/0! | #DIV/0! | #DIV/0! | #DIV/0! | #DIV/0! | #DIV/0! | #DIV/0! | #DIV/0! | #DIV/0! | 1 | #DIV/0! | #DIV/0! | #DIV/0! | #DIV/0! | 0 | 0 | 0 | 1 | FALSE | FALSE | #DIV/0! | #DIV/0! | #DIV/0! | #DIV/0! | #DIV/0! | #DIV/0! | 1 | #DIV/0! | #DIV/0! | #DIV/0! | #DIV/0! | #DIV/0! | #DIV/0! | #DIV/0! | #DIV/0! | #DIV/0! | #DIV/0! | #DIV/0! | 1 | #DIV/0! | 1 | #DIV/0!
#DIV/0! | #DIV/0! | #DIV/0! | #DIV/0! | #DIV/0! | #DIV/0! |  | 0 | 0 | 0 |  | 7 | #DIV/0! | #DIV/0! | #DIV/0! | #DIV/0! | #DIV/0! | #DIV/0! | #DIV/0! | #DIV/0! | #DIV/0! | #DIV/0! | 1 | #DIV/0! | #DIV/0! | #DIV/0! | #DIV/0! | 0 | 0 | 0 | 1 | FALSE | FALSE | #DIV/0! | #DIV/0! | #DIV/0! | #DIV/0! | #DIV/0! | #DIV/0! | 1 | #DIV/0! | #DIV/0! | #DIV/0! | #DIV/0! | #DIV/0! | #DIV/0! | #DIV/0! | #DIV/0! | #DIV/0! | #DIV/0! | #DIV/0! | 1 | #DIV/0! | 1 | #DIV/0!
#DIV/0! | #DIV/0! | #DIV/0! | #DIV/0! | #DIV/0! | #DIV/0! |  | 0 | 0 | 0 |  | 7 | #DIV/0! | #DIV/0! | #DIV/0! | #DIV/0! | #DIV/0! | #DIV/0! | #DIV/0! | #DIV/0! | #DIV/0! | #DIV/0! | 1 | #DIV/0! | #DIV/0! | #DIV/0! | #DIV/0! | 0 | 0 | 0 | 1 | FALSE | FALSE | #DIV/0! | #DIV/0! | #DIV/0! | #DIV/0! | #DIV/0! | #DIV/0! | 1 | #DIV/0! | #DIV/0! | #DIV/0! | #DIV/0! | #DIV/0! | #DIV/0! | #DIV/0! | #DIV/0! | #DIV/0! | #DIV/0! | #DIV/0! | 1 | #DIV/0! | 1 | #DIV/0!
#DIV/0! | #DIV/0! | #DIV/0! | #DIV/0! | #DIV/0! | #DIV/0! |  | 0 | 0 | 0 |  | 7 | #DIV/0! | #DIV/0! | #DIV/0! | #DIV/0! | #DIV/0! | #DIV/0! | #DIV/0! | #DIV/0! | #DIV/0! | #DIV/0! | 1 | #DIV/0! | #DIV/0! | #DIV/0! | #DIV/0! | 0 | 0 | 0 | 1 | FALSE | FALSE | #DIV/0! | #DIV/0! | #DIV/0! | #DIV/0! | #DIV/0! | #DIV/0! | 1 | #DIV/0! | #DIV/0! | #DIV/0! | #DIV/0! | #DIV/0! | #DIV/0! | #DIV/0! | #DIV/0! | #DIV/0! | #DIV/0! | #DIV/0! | 1 | #DIV/0! | 1 | #DIV/0!
#DIV/0! | #DIV/0! | #DIV/0! | #DIV/0! | #DIV/0! | #DIV/0! |  | 0 | 0 | 0 |  | 7 | #DIV/0! | #DIV/0! | #DIV/0! | #DIV/0! | #DIV/0! | #DIV/0! | #DIV/0! | #DIV/0! | #DIV/0! | #DIV/0! | 1 | #DIV/0! | #DIV/0! | #DIV/0! | #DIV/0! | 0 | 0 | 0 | 1 | FALSE | FALSE | #DIV/0! | #DIV/0! | #DIV/0! | #DIV/0! | #DIV/0! | #DIV/0! | 1 | #DIV/0! | #DIV/0! | #DIV/0! | #DIV/0! | #DIV/0! | #DIV/0! | #DIV/0! | #DIV/0! | #DIV/0! | #DIV/0! | #DIV/0! | 1 | #DIV/0! | 1 | #DIV/0!
#DIV/0! | #DIV/0! | #DIV/0! | #DIV/0! | #DIV/0! | #DIV/0! |  | 0 | 0 | 0 |  | 7 | #DIV/0! | #DIV/0! | #DIV/0! | #DIV/0! | #DIV/0! | #DIV/0! | #DIV/0! | #DIV/0! | #DIV/0! | #DIV/0! | 1 | #DIV/0! | #DIV/0! | #DIV/0! | #DIV/0! | 0 | 0 | 0 | 1 | FALSE | FALSE | #DIV/0! | #DIV/0! | #DIV/0! | #DIV/0! | #DIV/0! | #DIV/0! | 1 | #DIV/0! | #DIV/0! | #DIV/0! | #DIV/0! | #DIV/0! | #DIV/0! | #DIV/0! | #DIV/0! | #DIV/0! | #DIV/0! | #DIV/0! | 1 | #DIV/0! | 1 | #DIV/0!
#DIV/0! | #DIV/0! | #DIV/0! | #DIV/0! | #DIV/0! | #DIV/0! |  | 0 | 0 | 0 |  | 7 | #DIV/0! | #DIV/0! | #DIV/0! | #DIV/0! | #DIV/0! | #DIV/0! | #DIV/0! | #DIV/0! | #DIV/0! | #DIV/0! | 1 | #DIV/0! | #DIV/0! | #DIV/0! | #DIV/0! | 0 | 0 | 0 | 1 | FALSE | FALSE | #DIV/0! | #DIV/0! | #DIV/0! | #DIV/0! | #DIV/0! | #DIV/0! | 1 | #DIV/0! | #DIV/0! | #DIV/0! | #DIV/0! | #DIV/0! | #DIV/0! | #DIV/0! | #DIV/0! | #DIV/0! | #DIV/0! | #DIV/0! | 1 | #DIV/0! | 1 | #DIV/0!
#DIV/0! | #DIV/0! | #DIV/0! | #DIV/0! | #DIV/0! | #DIV/0! |  | 0 | 0 | 0 |  | 7 | #DIV/0! | #DIV/0! | #DIV/0! | #DIV/0! | #DIV/0! | #DIV/0! | #DIV/0! | #DIV/0! | #DIV/0! | #DIV/0! | 1 | #DIV/0! | #DIV/0! | #DIV/0! | #DIV/0! | 0 | 0 | 0 | 1 | FALSE | FALSE | #DIV/0! | #DIV/0! | #DIV/0! | #DIV/0! | #DIV/0! | #DIV/0! | 1 | #DIV/0! | #DIV/0! | #DIV/0! | #DIV/0! | #DIV/0! | #DIV/0! | #DIV/0! | #DIV/0! | #DIV/0! | #DIV/0! | #DIV/0! | 1 | #DIV/0! | 1 | #DIV/0!
#DIV/0! | #DIV/0! | #DIV/0! | #DIV/0! | #DIV/0! | #DIV/0! |  | 0 | 0 | 0 |  | 7 | #DIV/0! | #DIV/0! | #DIV/0! | #DIV/0! | #DIV/0! | #DIV/0! | #DIV/0! | #DIV/0! | #DIV/0! | #DIV/0! | 1 | #DIV/0! | #DIV/0! | #DIV/0! | #DIV/0! | 0 | 0 | 0 | 1 | FALSE | FALSE | #DIV/0! | #DIV/0! | #DIV/0! | #DIV/0! | #DIV/0! | #DIV/0! | 1 | #DIV/0! | #DIV/0! | #DIV/0! | #DIV/0! | #DIV/0! | #DIV/0! | #DIV/0! | #DIV/0! | #DIV/0! | #DIV/0! | #DIV/0! | 1 | #DIV/0! | 1 | #DIV/0!
#DIV/0! | #DIV/0! | #DIV/0! | #DIV/0! | #DIV/0! | #DIV/0! |  | 0 | 0 | 0 |  | 7 | #DIV/0! | #DIV/0! | #DIV/0! | #DIV/0! | #DIV/0! | #DIV/0! | #DIV/0! | #DIV/0! | #DIV/0! | #DIV/0! | 1 | #DIV/0! | #DIV/0! | #DIV/0! | #DIV/0! | 0 | 0 | 0 | 1 | FALSE | FALSE | #DIV/0! | #DIV/0! | #DIV/0! | #DIV/0! | #DIV/0! | #DIV/0! | 1 | #DIV/0! | #DIV/0! | #DIV/0! | #DIV/0! | #DIV/0! | #DIV/0! | #DIV/0! | #DIV/0! | #DIV/0! | #DIV/0! | #DIV/0! | 1 | #DIV/0! | 1 | #DIV/0!
#DIV/0! | #DIV/0! | #DIV/0! | #DIV/0! | #DIV/0! | #DIV/0! |  | 0 | 0 | 0 |  | 7 | #DIV/0! | #DIV/0! | #DIV/0! | #DIV/0! | #DIV/0! | #DIV/0! | #DIV/0! | #DIV/0! | #DIV/0! | #DIV/0! | 1 | #DIV/0! | #DIV/0! | #DIV/0! | #DIV/0! | 0 | 0 | 0 | 1 | FALSE | FALSE | #DIV/0! | #DIV/0! | #DIV/0! | #DIV/0! | #DIV/0! | #DIV/0! | 1 | #DIV/0! | #DIV/0! | #DIV/0! | #DIV/0! | #DIV/0! | #DIV/0! | #DIV/0! | #DIV/0! | #DIV/0! | #DIV/0! | #DIV/0! | 1 | #DIV/0! | 1 | #DIV/0!
#DIV/0! | #DIV/0! | #DIV/0! | #DIV/0! | #DIV/0! | #DIV/0! |  | 0 | 0 | 0 |  | 7 | #DIV/0! | #DIV/0! | #DIV/0! | #DIV/0! | #DIV/0! | #DIV/0! | #DIV/0! | #DIV/0! | #DIV/0! | #DIV/0! | 1 | #DIV/0! | #DIV/0! | #DIV/0! | #DIV/0! | 0 | 0 | 0 | 1 | FALSE | FALSE | #DIV/0! | #DIV/0! | #DIV/0! | #DIV/0! | #DIV/0! | #DIV/0! | 1 | #DIV/0! | #DIV/0! | #DIV/0! | #DIV/0! | #DIV/0! | #DIV/0! | #DIV/0! | #DIV/0! | #DIV/0! | #DIV/0! | #DIV/0! | 1 | #DIV/0! | 1 | #DIV/0!
#DIV/0! | #DIV/0! | #DIV/0! | #DIV/0! | #DIV/0! | #DIV/0! |  | 0 | 0 | 0 |  | 7 | #DIV/0! | #DIV/0! | #DIV/0! | #DIV/0! | #DIV/0! | #DIV/0! | #DIV/0! | #DIV/0! | #DIV/0! | #DIV/0! | 1 | #DIV/0! | #DIV/0! | #DIV/0! | #DIV/0! | 0 | 0 | 0 | 1 | FALSE | FALSE | #DIV/0! | #DIV/0! | #DIV/0! | #DIV/0! | #DIV/0! | #DIV/0! | 1 | #DIV/0! | #DIV/0! | #DIV/0! | #DIV/0! | #DIV/0! | #DIV/0! | #DIV/0! | #DIV/0! | #DIV/0! | #DIV/0! | #DIV/0! | 1 | #DIV/0! | 1 | #DIV/0!
#DIV/0! | #DIV/0! | #DIV/0! | #DIV/0! | #DIV/0! | #DIV/0! |  | 0 | 0 | 0 |  | 7 | #DIV/0! | #DIV/0! | #DIV/0! | #DIV/0! | #DIV/0! | #DIV/0! | #DIV/0! | #DIV/0! | #DIV/0! | #DIV/0! | 1 | #DIV/0! | #DIV/0! | #DIV/0! | #DIV/0! | 0 | 0 | 0 | 1 | FALSE | FALSE | #DIV/0! | #DIV/0! | #DIV/0! | #DIV/0! | #DIV/0! | #DIV/0! | 1 | #DIV/0! | #DIV/0! | #DIV/0! | #DIV/0! | #DIV/0! | #DIV/0! | #DIV/0! | #DIV/0! | #DIV/0! | #DIV/0! | #DIV/0! | 1 | #DIV/0! | 1 | #DIV/0!
#DIV/0! | #DIV/0! | #DIV/0! | #DIV/0! | #DIV/0! | #DIV/0! |  | 0 | 0 | 0 |  | 7 | #DIV/0! | #DIV/0! | #DIV/0! | #DIV/0! | #DIV/0! | #DIV/0! | #DIV/0! | #DIV/0! | #DIV/0! | #DIV/0! | 1 | #DIV/0! | #DIV/0! | #DIV/0! | #DIV/0! | 0 | 0 | 0 | 1 | FALSE | FALSE | #DIV/0! | #DIV/0! | #DIV/0! | #DIV/0! | #DIV/0! | #DIV/0! | 1 | #DIV/0! | #DIV/0! | #DIV/0! | #DIV/0! | #DIV/0! | #DIV/0! | #DIV/0! | #DIV/0! | #DIV/0! | #DIV/0! | #DIV/0! | 1 | #DIV/0! | 1 | #DIV/0!
#DIV/0! | #DIV/0! | #DIV/0! | #DIV/0! | #DIV/0! | #DIV/0! |  | 0 | 0 | 0 |  | 7 | #DIV/0! | #DIV/0! | #DIV/0! | #DIV/0! | #DIV/0! | #DIV/0! | #DIV/0! | #DIV/0! | #DIV/0! | #DIV/0! | 1 | #DIV/0! | #DIV/0! | #DIV/0! | #DIV/0! | 0 | 0 | 0 | 1 | FALSE | FALSE | #DIV/0! | #DIV/0! | #DIV/0! | #DIV/0! | #DIV/0! | #DIV/0! | 1 | #DIV/0! | #DIV/0! | #DIV/0! | #DIV/0! | #DIV/0! | #DIV/0! | #DIV/0! | #DIV/0! | #DIV/0! | #DIV/0! | #DIV/0! | 1 | #DIV/0! | 1 | #DIV/0!
#DIV/0! | #DIV/0! | #DIV/0! | #DIV/0! | #DIV/0! | #DIV/0! |  | 0 | 0 | 0 |  | 7 | #DIV/0! | #DIV/0! | #DIV/0! | #DIV/0! | #DIV/0! | #DIV/0! | #DIV/0! | #DIV/0! | #DIV/0! | #DIV/0! | 1 | #DIV/0! | #DIV/0! | #DIV/0! | #DIV/0! | 0 | 0 | 0 | 1 | FALSE | FALSE | #DIV/0! | #DIV/0! | #DIV/0! | #DIV/0! | #DIV/0! | #DIV/0! | 1 | #DIV/0! | #DIV/0! | #DIV/0! | #DIV/0! | #DIV/0! | #DIV/0! | #DIV/0! | #DIV/0! | #DIV/0! | #DIV/0! | #DIV/0! | 1 | #DIV/0! | 1 | #DIV/0!
#DIV/0! | #DIV/0! | #DIV/0! | #DIV/0! | #DIV/0! | #DIV/0! |  | 0 | 0 | 0 |  | 7 | #DIV/0! | #DIV/0! | #DIV/0! | #DIV/0! | #DIV/0! | #DIV/0! | #DIV/0! | #DIV/0! | #DIV/0! | #DIV/0! | 1 | #DIV/0! | #DIV/0! | #DIV/0! | #DIV/0! | 0 | 0 | 0 | 1 | FALSE | FALSE | #DIV/0! | #DIV/0! | #DIV/0! | #DIV/0! | #DIV/0! | #DIV/0! | 1 | #DIV/0! | #DIV/0! | #DIV/0! | #DIV/0! | #DIV/0! | #DIV/0! | #DIV/0! | #DIV/0! | #DIV/0! | #DIV/0! | #DIV/0! | 1 | #DIV/0! | 1 | #DIV/0!
#DIV/0! | #DIV/0! | #DIV/0! | #DIV/0! | #DIV/0! | #DIV/0! |  | 0 | 0 | 0 |  | 7 | #DIV/0! | #DIV/0! | #DIV/0! | #DIV/0! | #DIV/0! | #DIV/0! | #DIV/0! | #DIV/0! | #DIV/0! | #DIV/0! | 1 | #DIV/0! | #DIV/0! | #DIV/0! | #DIV/0! | 0 | 0 | 0 | 1 | FALSE | FALSE | #DIV/0! | #DIV/0! | #DIV/0! | #DIV/0! | #DIV/0! | #DIV/0! | 1 | #DIV/0! | #DIV/0! | #DIV/0! | #DIV/0! | #DIV/0! | #DIV/0! | #DIV/0! | #DIV/0! | #DIV/0! | #DIV/0! | #DIV/0! | 1 | #DIV/0! | 1 | #DIV/0!
| 8 | Reihe stehender Module
#DIV/0! | #DIV/0! | #DIV/0! | #DIV/0! | #DIV/0! | #DIV/0! |  | 0 | 0 | 0 |  | 8 | #DIV/0! | #DIV/0! | #DIV/0! | #DIV/0! | #DIV/0! | #DIV/0! | #DIV/0! | #DIV/0! | #DIV/0! | #DIV/0! | 1 | #DIV/0! | #DIV/0! | #DIV/0! | #DIV/0! | 0 | 0 | 0 | 1 | FALSE | FALSE | #DIV/0! | #DIV/0! | #DIV/0! | #DIV/0! | #DIV/0! | #DIV/0! | 1 | #DIV/0! | #DIV/0! | #DIV/0! | #DIV/0! | #DIV/0! | #DIV/0! | #DIV/0! | #DIV/0! | #DIV/0! | #DIV/0! | #DIV/0! | 1 | #DIV/0! | 1 | #DIV/0!
#DIV/0! | #DIV/0! | #DIV/0! | #DIV/0! | #DIV/0! | #DIV/0! |  | 0 | 0 | 0 |  | 8 | #DIV/0! | #DIV/0! | #DIV/0! | #DIV/0! | #DIV/0! | #DIV/0! | #DIV/0! | #DIV/0! | #DIV/0! | #DIV/0! | 1 | #DIV/0! | #DIV/0! | #DIV/0! | #DIV/0! | 0 | 0 | 0 | 1 | FALSE | FALSE | #DIV/0! | #DIV/0! | #DIV/0! | #DIV/0! | #DIV/0! | #DIV/0! | 1 | #DIV/0! | #DIV/0! | #DIV/0! | #DIV/0! | #DIV/0! | #DIV/0! | #DIV/0! | #DIV/0! | #DIV/0! | #DIV/0! | #DIV/0! | 1 | #DIV/0! | 1 | #DIV/0!
#DIV/0! | #DIV/0! | #DIV/0! | #DIV/0! | #DIV/0! | #DIV/0! |  | 0 | 0 | 0 |  | 8 | #DIV/0! | #DIV/0! | #DIV/0! | #DIV/0! | #DIV/0! | #DIV/0! | #DIV/0! | #DIV/0! | #DIV/0! | #DIV/0! | 1 | #DIV/0! | #DIV/0! | #DIV/0! | #DIV/0! | 0 | 0 | 0 | 1 | FALSE | FALSE | #DIV/0! | #DIV/0! | #DIV/0! | #DIV/0! | #DIV/0! | #DIV/0! | 1 | #DIV/0! | #DIV/0! | #DIV/0! | #DIV/0! | #DIV/0! | #DIV/0! | #DIV/0! | #DIV/0! | #DIV/0! | #DIV/0! | #DIV/0! | 1 | #DIV/0! | 1 | #DIV/0!
#DIV/0! | #DIV/0! | #DIV/0! | #DIV/0! | #DIV/0! | #DIV/0! |  | 0 | 0 | 0 |  | 8 | #DIV/0! | #DIV/0! | #DIV/0! | #DIV/0! | #DIV/0! | #DIV/0! | #DIV/0! | #DIV/0! | #DIV/0! | #DIV/0! | 1 | #DIV/0! | #DIV/0! | #DIV/0! | #DIV/0! | 0 | 0 | 0 | 1 | FALSE | FALSE | #DIV/0! | #DIV/0! | #DIV/0! | #DIV/0! | #DIV/0! | #DIV/0! | 1 | #DIV/0! | #DIV/0! | #DIV/0! | #DIV/0! | #DIV/0! | #DIV/0! | #DIV/0! | #DIV/0! | #DIV/0! | #DIV/0! | #DIV/0! | 1 | #DIV/0! | 1 | #DIV/0!
#DIV/0! | #DIV/0! | #DIV/0! | #DIV/0! | #DIV/0! | #DIV/0! |  | 0 | 0 | 0 |  | 8 | #DIV/0! | #DIV/0! | #DIV/0! | #DIV/0! | #DIV/0! | #DIV/0! | #DIV/0! | #DIV/0! | #DIV/0! | #DIV/0! | 1 | #DIV/0! | #DIV/0! | #DIV/0! | #DIV/0! | 0 | 0 | 0 | 1 | FALSE | FALSE | #DIV/0! | #DIV/0! | #DIV/0! | #DIV/0! | #DIV/0! | #DIV/0! | 1 | #DIV/0! | #DIV/0! | #DIV/0! | #DIV/0! | #DIV/0! | #DIV/0! | #DIV/0! | #DIV/0! | #DIV/0! | #DIV/0! | #DIV/0! | 1 | #DIV/0! | 1 | #DIV/0!
#DIV/0! | #DIV/0! | #DIV/0! | #DIV/0! | #DIV/0! | #DIV/0! |  | 0 | 0 | 0 |  | 8 | #DIV/0! | #DIV/0! | #DIV/0! | #DIV/0! | #DIV/0! | #DIV/0! | #DIV/0! | #DIV/0! | #DIV/0! | #DIV/0! | 1 | #DIV/0! | #DIV/0! | #DIV/0! | #DIV/0! | 0 | 0 | 0 | 1 | FALSE | FALSE | #DIV/0! | #DIV/0! | #DIV/0! | #DIV/0! | #DIV/0! | #DIV/0! | 1 | #DIV/0! | #DIV/0! | #DIV/0! | #DIV/0! | #DIV/0! | #DIV/0! | #DIV/0! | #DIV/0! | #DIV/0! | #DIV/0! | #DIV/0! | 1 | #DIV/0! | 1 | #DIV/0!
#DIV/0! | #DIV/0! | #DIV/0! | #DIV/0! | #DIV/0! | #DIV/0! |  | 0 | 0 | 0 |  | 8 | #DIV/0! | #DIV/0! | #DIV/0! | #DIV/0! | #DIV/0! | #DIV/0! | #DIV/0! | #DIV/0! | #DIV/0! | #DIV/0! | 1 | #DIV/0! | #DIV/0! | #DIV/0! | #DIV/0! | 0 | 0 | 0 | 1 | FALSE | FALSE | #DIV/0! | #DIV/0! | #DIV/0! | #DIV/0! | #DIV/0! | #DIV/0! | 1 | #DIV/0! | #DIV/0! | #DIV/0! | #DIV/0! | #DIV/0! | #DIV/0! | #DIV/0! | #DIV/0! | #DIV/0! | #DIV/0! | #DIV/0! | 1 | #DIV/0! | 1 | #DIV/0!
#DIV/0! | #DIV/0! | #DIV/0! | #DIV/0! | #DIV/0! | #DIV/0! |  | 0 | 0 | 0 |  | 8 | #DIV/0! | #DIV/0! | #DIV/0! | #DIV/0! | #DIV/0! | #DIV/0! | #DIV/0! | #DIV/0! | #DIV/0! | #DIV/0! | 1 | #DIV/0! | #DIV/0! | #DIV/0! | #DIV/0! | 0 | 0 | 0 | 1 | FALSE | FALSE | #DIV/0! | #DIV/0! | #DIV/0! | #DIV/0! | #DIV/0! | #DIV/0! | 1 | #DIV/0! | #DIV/0! | #DIV/0! | #DIV/0! | #DIV/0! | #DIV/0! | #DIV/0! | #DIV/0! | #DIV/0! | #DIV/0! | #DIV/0! | 1 | #DIV/0! | 1 | #DIV/0!
#DIV/0! | #DIV/0! | #DIV/0! | #DIV/0! | #DIV/0! | #DIV/0! |  | 0 | 0 | 0 |  | 8 | #DIV/0! | #DIV/0! | #DIV/0! | #DIV/0! | #DIV/0! | #DIV/0! | #DIV/0! | #DIV/0! | #DIV/0! | #DIV/0! | 1 | #DIV/0! | #DIV/0! | #DIV/0! | #DIV/0! | 0 | 0 | 0 | 1 | FALSE | FALSE | #DIV/0! | #DIV/0! | #DIV/0! | #DIV/0! | #DIV/0! | #DIV/0! | 1 | #DIV/0! | #DIV/0! | #DIV/0! | #DIV/0! | #DIV/0! | #DIV/0! | #DIV/0! | #DIV/0! | #DIV/0! | #DIV/0! | #DIV/0! | 1 | #DIV/0! | 1 | #DIV/0!
#DIV/0! | #DIV/0! | #DIV/0! | #DIV/0! | #DIV/0! | #DIV/0! |  | 0 | 0 | 0 |  | 8 | #DIV/0! | #DIV/0! | #DIV/0! | #DIV/0! | #DIV/0! | #DIV/0! | #DIV/0! | #DIV/0! | #DIV/0! | #DIV/0! | 1 | #DIV/0! | #DIV/0! | #DIV/0! | #DIV/0! | 0 | 0 | 0 | 1 | FALSE | FALSE | #DIV/0! | #DIV/0! | #DIV/0! | #DIV/0! | #DIV/0! | #DIV/0! | 1 | #DIV/0! | #DIV/0! | #DIV/0! | #DIV/0! | #DIV/0! | #DIV/0! | #DIV/0! | #DIV/0! | #DIV/0! | #DIV/0! | #DIV/0! | 1 | #DIV/0! | 1 | #DIV/0!
#DIV/0! | #DIV/0! | #DIV/0! | #DIV/0! | #DIV/0! | #DIV/0! |  | 0 | 0 | 0 |  | 8 | #DIV/0! | #DIV/0! | #DIV/0! | #DIV/0! | #DIV/0! | #DIV/0! | #DIV/0! | #DIV/0! | #DIV/0! | #DIV/0! | 1 | #DIV/0! | #DIV/0! | #DIV/0! | #DIV/0! | 0 | 0 | 0 | 1 | FALSE | FALSE | #DIV/0! | #DIV/0! | #DIV/0! | #DIV/0! | #DIV/0! | #DIV/0! | 1 | #DIV/0! | #DIV/0! | #DIV/0! | #DIV/0! | #DIV/0! | #DIV/0! | #DIV/0! | #DIV/0! | #DIV/0! | #DIV/0! | #DIV/0! | 1 | #DIV/0! | 1 | #DIV/0!
#DIV/0! | #DIV/0! | #DIV/0! | #DIV/0! | #DIV/0! | #DIV/0! |  | 0 | 0 | 0 |  | 8 | #DIV/0! | #DIV/0! | #DIV/0! | #DIV/0! | #DIV/0! | #DIV/0! | #DIV/0! | #DIV/0! | #DIV/0! | #DIV/0! | 1 | #DIV/0! | #DIV/0! | #DIV/0! | #DIV/0! | 0 | 0 | 0 | 1 | FALSE | FALSE | #DIV/0! | #DIV/0! | #DIV/0! | #DIV/0! | #DIV/0! | #DIV/0! | 1 | #DIV/0! | #DIV/0! | #DIV/0! | #DIV/0! | #DIV/0! | #DIV/0! | #DIV/0! | #DIV/0! | #DIV/0! | #DIV/0! | #DIV/0! | 1 | #DIV/0! | 1 | #DIV/0!
#DIV/0! | #DIV/0! | #DIV/0! | #DIV/0! | #DIV/0! | #DIV/0! |  | 0 | 0 | 0 |  | 8 | #DIV/0! | #DIV/0! | #DIV/0! | #DIV/0! | #DIV/0! | #DIV/0! | #DIV/0! | #DIV/0! | #DIV/0! | #DIV/0! | 1 | #DIV/0! | #DIV/0! | #DIV/0! | #DIV/0! | 0 | 0 | 0 | 1 | FALSE | FALSE | #DIV/0! | #DIV/0! | #DIV/0! | #DIV/0! | #DIV/0! | #DIV/0! | 1 | #DIV/0! | #DIV/0! | #DIV/0! | #DIV/0! | #DIV/0! | #DIV/0! | #DIV/0! | #DIV/0! | #DIV/0! | #DIV/0! | #DIV/0! | 1 | #DIV/0! | 1 | #DIV/0!
#DIV/0! | #DIV/0! | #DIV/0! | #DIV/0! | #DIV/0! | #DIV/0! |  | 0 | 0 | 0 |  | 8 | #DIV/0! | #DIV/0! | #DIV/0! | #DIV/0! | #DIV/0! | #DIV/0! | #DIV/0! | #DIV/0! | #DIV/0! | #DIV/0! | 1 | #DIV/0! | #DIV/0! | #DIV/0! | #DIV/0! | 0 | 0 | 0 | 1 | FALSE | FALSE | #DIV/0! | #DIV/0! | #DIV/0! | #DIV/0! | #DIV/0! | #DIV/0! | 1 | #DIV/0! | #DIV/0! | #DIV/0! | #DIV/0! | #DIV/0! | #DIV/0! | #DIV/0! | #DIV/0! | #DIV/0! | #DIV/0! | #DIV/0! | 1 | #DIV/0! | 1 | #DIV/0!
#DIV/0! | #DIV/0! | #DIV/0! | #DIV/0! | #DIV/0! | #DIV/0! |  | 0 | 0 | 0 |  | 8 | #DIV/0! | #DIV/0! | #DIV/0! | #DIV/0! | #DIV/0! | #DIV/0! | #DIV/0! | #DIV/0! | #DIV/0! | #DIV/0! | 1 | #DIV/0! | #DIV/0! | #DIV/0! | #DIV/0! | 0 | 0 | 0 | 1 | FALSE | FALSE | #DIV/0! | #DIV/0! | #DIV/0! | #DIV/0! | #DIV/0! | #DIV/0! | 1 | #DIV/0! | #DIV/0! | #DIV/0! | #DIV/0! | #DIV/0! | #DIV/0! | #DIV/0! | #DIV/0! | #DIV/0! | #DIV/0! | #DIV/0! | 1 | #DIV/0! | 1 | #DIV/0!
#DIV/0! | #DIV/0! | #DIV/0! | #DIV/0! | #DIV/0! | #DIV/0! |  | 0 | 0 | 0 |  | 8 | #DIV/0! | #DIV/0! | #DIV/0! | #DIV/0! | #DIV/0! | #DIV/0! | #DIV/0! | #DIV/0! | #DIV/0! | #DIV/0! | 1 | #DIV/0! | #DIV/0! | #DIV/0! | #DIV/0! | 0 | 0 | 0 | 1 | FALSE | FALSE | #DIV/0! | #DIV/0! | #DIV/0! | #DIV/0! | #DIV/0! | #DIV/0! | 1 | #DIV/0! | #DIV/0! | #DIV/0! | #DIV/0! | #DIV/0! | #DIV/0! | #DIV/0! | #DIV/0! | #DIV/0! | #DIV/0! | #DIV/0! | 1 | #DIV/0! | 1 | #DIV/0!
#DIV/0! | #DIV/0! | #DIV/0! | #DIV/0! | #DIV/0! | #DIV/0! |  | 0 | 0 | 0 |  | 8 | #DIV/0! | #DIV/0! | #DIV/0! | #DIV/0! | #DIV/0! | #DIV/0! | #DIV/0! | #DIV/0! | #DIV/0! | #DIV/0! | 1 | #DIV/0! | #DIV/0! | #DIV/0! | #DIV/0! | 0 | 0 | 0 | 1 | FALSE | FALSE | #DIV/0! | #DIV/0! | #DIV/0! | #DIV/0! | #DIV/0! | #DIV/0! | 1 | #DIV/0! | #DIV/0! | #DIV/0! | #DIV/0! | #DIV/0! | #DIV/0! | #DIV/0! | #DIV/0! | #DIV/0! | #DIV/0! | #DIV/0! | 1 | #DIV/0! | 1 | #DIV/0!
#DIV/0! | #DIV/0! | #DIV/0! | #DIV/0! | #DIV/0! | #DIV/0! |  | 0 | 0 | 0 |  | 8 | #DIV/0! | #DIV/0! | #DIV/0! | #DIV/0! | #DIV/0! | #DIV/0! | #DIV/0! | #DIV/0! | #DIV/0! | #DIV/0! | 1 | #DIV/0! | #DIV/0! | #DIV/0! | #DIV/0! | 0 | 0 | 0 | 1 | FALSE | FALSE | #DIV/0! | #DIV/0! | #DIV/0! | #DIV/0! | #DIV/0! | #DIV/0! | 1 | #DIV/0! | #DIV/0! | #DIV/0! | #DIV/0! | #DIV/0! | #DIV/0! | #DIV/0! | #DIV/0! | #DIV/0! | #DIV/0! | #DIV/0! | 1 | #DIV/0! | 1 | #DIV/0!
#DIV/0! | #DIV/0! | #DIV/0! | #DIV/0! | #DIV/0! | #DIV/0! |  | 0 | 0 | 0 |  | 8 | #DIV/0! | #DIV/0! | #DIV/0! | #DIV/0! | #DIV/0! | #DIV/0! | #DIV/0! | #DIV/0! | #DIV/0! | #DIV/0! | 1 | #DIV/0! | #DIV/0! | #DIV/0! | #DIV/0! | 0 | 0 | 0 | 1 | FALSE | FALSE | #DIV/0! | #DIV/0! | #DIV/0! | #DIV/0! | #DIV/0! | #DIV/0! | 1 | #DIV/0! | #DIV/0! | #DIV/0! | #DIV/0! | #DIV/0! | #DIV/0! | #DIV/0! | #DIV/0! | #DIV/0! | #DIV/0! | #DIV/0! | 1 | #DIV/0! | 1 | #DIV/0!
#DIV/0! | #DIV/0! | #DIV/0! | #DIV/0! | #DIV/0! | #DIV/0! |  | 0 | 0 | 0 |  | 8 | #DIV/0! | #DIV/0! | #DIV/0! | #DIV/0! | #DIV/0! | #DIV/0! | #DIV/0! | #DIV/0! | #DIV/0! | #DIV/0! | 1 | #DIV/0! | #DIV/0! | #DIV/0! | #DIV/0! | 0 | 0 | 0 | 1 | FALSE | FALSE | #DIV/0! | #DIV/0! | #DIV/0! | #DIV/0! | #DIV/0! | #DIV/0! | 1 | #DIV/0! | #DIV/0! | #DIV/0! | #DIV/0! | #DIV/0! | #DIV/0! | #DIV/0! | #DIV/0! | #DIV/0! | #DIV/0! | #DIV/0! | 1 | #DIV/0! | 1 | #DIV/0!
#DIV/0! | #DIV/0! | #DIV/0! | #DIV/0! | #DIV/0! | #DIV/0! |  | 0 | 0 | 0 |  | 8 | #DIV/0! | #DIV/0! | #DIV/0! | #DIV/0! | #DIV/0! | #DIV/0! | #DIV/0! | #DIV/0! | #DIV/0! | #DIV/0! | 1 | #DIV/0! | #DIV/0! | #DIV/0! | #DIV/0! | 0 | 0 | 0 | 1 | FALSE | FALSE | #DIV/0! | #DIV/0! | #DIV/0! | #DIV/0! | #DIV/0! | #DIV/0! | 1 | #DIV/0! | #DIV/0! | #DIV/0! | #DIV/0! | #DIV/0! | #DIV/0! | #DIV/0! | #DIV/0! | #DIV/0! | #DIV/0! | #DIV/0! | 1 | #DIV/0! | 1 | #DIV/0!
#DIV/0! | #DIV/0! | #DIV/0! | #DIV/0! | #DIV/0! | #DIV/0! |  | 0 | 0 | 0 |  | 8 | #DIV/0! | #DIV/0! | #DIV/0! | #DIV/0! | #DIV/0! | #DIV/0! | #DIV/0! | #DIV/0! | #DIV/0! | #DIV/0! | 1 | #DIV/0! | #DIV/0! | #DIV/0! | #DIV/0! | 0 | 0 | 0 | 1 | FALSE | FALSE | #DIV/0! | #DIV/0! | #DIV/0! | #DIV/0! | #DIV/0! | #DIV/0! | 1 | #DIV/0! | #DIV/0! | #DIV/0! | #DIV/0! | #DIV/0! | #DIV/0! | #DIV/0! | #DIV/0! | #DIV/0! | #DIV/0! | #DIV/0! | 1 | #DIV/0! | 1 | #DIV/0!
#DIV/0! | #DIV/0! | #DIV/0! | #DIV/0! | #DIV/0! | #DIV/0! |  | 0 | 0 | 0 |  | 8 | #DIV/0! | #DIV/0! | #DIV/0! | #DIV/0! | #DIV/0! | #DIV/0! | #DIV/0! | #DIV/0! | #DIV/0! | #DIV/0! | 1 | #DIV/0! | #DIV/0! | #DIV/0! | #DIV/0! | 0 | 0 | 0 | 1 | FALSE | FALSE | #DIV/0! | #DIV/0! | #DIV/0! | #DIV/0! | #DIV/0! | #DIV/0! | 1 | #DIV/0! | #DIV/0! | #DIV/0! | #DIV/0! | #DIV/0! | #DIV/0! | #DIV/0! | #DIV/0! | #DIV/0! | #DIV/0! | #DIV/0! | 1 | #DIV/0! | 1 | #DIV/0!
#DIV/0! | #DIV/0! | #DIV/0! | #DIV/0! | #DIV/0! | #DIV/0! |  | 0 | 0 | 0 |  | 8 | #DIV/0! | #DIV/0! | #DIV/0! | #DIV/0! | #DIV/0! | #DIV/0! | #DIV/0! | #DIV/0! | #DIV/0! | #DIV/0! | 1 | #DIV/0! | #DIV/0! | #DIV/0! | #DIV/0! | 0 | 0 | 0 | 1 | FALSE | FALSE | #DIV/0! | #DIV/0! | #DIV/0! | #DIV/0! | #DIV/0! | #DIV/0! | 1 | #DIV/0! | #DIV/0! | #DIV/0! | #DIV/0! | #DIV/0! | #DIV/0! | #DIV/0! | #DIV/0! | #DIV/0! | #DIV/0! | #DIV/0! | 1 | #DIV/0! | 1 | #DIV/0!
#DIV/0! | #DIV/0! | #DIV/0! | #DIV/0! | #DIV/0! | #DIV/0! |  | 0 | 0 | 0 |  | 8 | #DIV/0! | #DIV/0! | #DIV/0! | #DIV/0! | #DIV/0! | #DIV/0! | #DIV/0! | #DIV/0! | #DIV/0! | #DIV/0! | 1 | #DIV/0! | #DIV/0! | #DIV/0! | #DIV/0! | 0 | 0 | 0 | 1 | FALSE | FALSE | #DIV/0! | #DIV/0! | #DIV/0! | #DIV/0! | #DIV/0! | #DIV/0! | 1 | #DIV/0! | #DIV/0! | #DIV/0! | #DIV/0! | #DIV/0! | #DIV/0! | #DIV/0! | #DIV/0! | #DIV/0! | #DIV/0! | #DIV/0! | 1 | #DIV/0! | 1 | #DIV/0!
#DIV/0! | #DIV/0! | #DIV/0! | #DIV/0! | #DIV/0! | #DIV/0! |  | 0 | 0 | 0 |  | 8 | #DIV/0! | #DIV/0! | #DIV/0! | #DIV/0! | #DIV/0! | #DIV/0! | #DIV/0! | #DIV/0! | #DIV/0! | #DIV/0! | 1 | #DIV/0! | #DIV/0! | #DIV/0! | #DIV/0! | 0 | 0 | 0 | 1 | FALSE | FALSE | #DIV/0! | #DIV/0! | #DIV/0! | #DIV/0! | #DIV/0! | #DIV/0! | 1 | #DIV/0! | #DIV/0! | #DIV/0! | #DIV/0! | #DIV/0! | #DIV/0! | #DIV/0! | #DIV/0! | #DIV/0! | #DIV/0! | #DIV/0! | 1 | #DIV/0! | 1 | #DIV/0!
#DIV/0! | #DIV/0! | #DIV/0! | #DIV/0! | #DIV/0! | #DIV/0! |  | 0 | 0 | 0 |  | 8 | #DIV/0! | #DIV/0! | #DIV/0! | #DIV/0! | #DIV/0! | #DIV/0! | #DIV/0! | #DIV/0! | #DIV/0! | #DIV/0! | 1 | #DIV/0! | #DIV/0! | #DIV/0! | #DIV/0! | 0 | 0 | 0 | 1 | FALSE | FALSE | #DIV/0! | #DIV/0! | #DIV/0! | #DIV/0! | #DIV/0! | #DIV/0! | 1 | #DIV/0! | #DIV/0! | #DIV/0! | #DIV/0! | #DIV/0! | #DIV/0! | #DIV/0! | #DIV/0! | #DIV/0! | #DIV/0! | #DIV/0! | 1 | #DIV/0! | 1 | #DIV/0!
#DIV/0! | #DIV/0! | #DIV/0! | #DIV/0! | #DIV/0! | #DIV/0! |  | 0 | 0 | 0 |  | 8 | #DIV/0! | #DIV/0! | #DIV/0! | #DIV/0! | #DIV/0! | #DIV/0! | #DIV/0! | #DIV/0! | #DIV/0! | #DIV/0! | 1 | #DIV/0! | #DIV/0! | #DIV/0! | #DIV/0! | 0 | 0 | 0 | 1 | FALSE | FALSE | #DIV/0! | #DIV/0! | #DIV/0! | #DIV/0! | #DIV/0! | #DIV/0! | 1 | #DIV/0! | #DIV/0! | #DIV/0! | #DIV/0! | #DIV/0! | #DIV/0! | #DIV/0! | #DIV/0! | #DIV/0! | #DIV/0! | #DIV/0! | 1 | #DIV/0! | 1 | #DIV/0!
#DIV/0! | #DIV/0! | #DIV/0! | #DIV/0! | #DIV/0! | #DIV/0! |  | 0 | 0 | 0 |  | 8 | #DIV/0! | #DIV/0! | #DIV/0! | #DIV/0! | #DIV/0! | #DIV/0! | #DIV/0! | #DIV/0! | #DIV/0! | #DIV/0! | 1 | #DIV/0! | #DIV/0! | #DIV/0! | #DIV/0! | 0 | 0 | 0 | 1 | FALSE | FALSE | #DIV/0! | #DIV/0! | #DIV/0! | #DIV/0! | #DIV/0! | #DIV/0! | 1 | #DIV/0! | #DIV/0! | #DIV/0! | #DIV/0! | #DIV/0! | #DIV/0! | #DIV/0! | #DIV/0! | #DIV/0! | #DIV/0! | #DIV/0! | 1 | #DIV/0! | 1 | #DIV/0!
#DIV/0! | #DIV/0! | #DIV/0! | #DIV/0! | #DIV/0! | #DIV/0! |  | 0 | 0 | 0 |  | 8 | #DIV/0! | #DIV/0! | #DIV/0! | #DIV/0! | #DIV/0! | #DIV/0! | #DIV/0! | #DIV/0! | #DIV/0! | #DIV/0! | 1 | #DIV/0! | #DIV/0! | #DIV/0! | #DIV/0! | 0 | 0 | 0 | 1 | FALSE | FALSE | #DIV/0! | #DIV/0! | #DIV/0! | #DIV/0! | #DIV/0! | #DIV/0! | 1 | #DIV/0! | #DIV/0! | #DIV/0! | #DIV/0! | #DIV/0! | #DIV/0! | #DIV/0! | #DIV/0! | #DIV/0! | #DIV/0! | #DIV/0! | 1 | #DIV/0! | 1 | #DIV/0!
#DIV/0! | #DIV/0! | #DIV/0! | #DIV/0! | #DIV/0! | #DIV/0! |  | 0 | 0 | 0 |  | 8 | #DIV/0! | #DIV/0! | #DIV/0! | #DIV/0! | #DIV/0! | #DIV/0! | #DIV/0! | #DIV/0! | #DIV/0! | #DIV/0! | 1 | #DIV/0! | #DIV/0! | #DIV/0! | #DIV/0! | 0 | 0 | 0 | 1 | FALSE | FALSE | #DIV/0! | #DIV/0! | #DIV/0! | #DIV/0! | #DIV/0! | #DIV/0! | 1 | #DIV/0! | #DIV/0! | #DIV/0! | #DIV/0! | #DIV/0! | #DIV/0! | #DIV/0! | #DIV/0! | #DIV/0! | #DIV/0! | #DIV/0! | 1 | #DIV/0! | 1 | #DIV/0!
#DIV/0! | #DIV/0! | #DIV/0! | #DIV/0! | #DIV/0! | #DIV/0! |  | 0 | 0 | 0 |  | 8 | #DIV/0! | #DIV/0! | #DIV/0! | #DIV/0! | #DIV/0! | #DIV/0! | #DIV/0! | #DIV/0! | #DIV/0! | #DIV/0! | 1 | #DIV/0! | #DIV/0! | #DIV/0! | #DIV/0! | 0 | 0 | 0 | 1 | FALSE | FALSE | #DIV/0! | #DIV/0! | #DIV/0! | #DIV/0! | #DIV/0! | #DIV/0! | 1 | #DIV/0! | #DIV/0! | #DIV/0! | #DIV/0! | #DIV/0! | #DIV/0! | #DIV/0! | #DIV/0! | #DIV/0! | #DIV/0! | #DIV/0! | 1 | #DIV/0! | 1 | #DIV/0!
#DIV/0! | #DIV/0! | #DIV/0! | #DIV/0! | #DIV/0! | #DIV/0! |  | 0 | 0 | 0 |  | 8 | #DIV/0! | #DIV/0! | #DIV/0! | #DIV/0! | #DIV/0! | #DIV/0! | #DIV/0! | #DIV/0! | #DIV/0! | #DIV/0! | 1 | #DIV/0! | #DIV/0! | #DIV/0! | #DIV/0! | 0 | 0 | 0 | 1 | FALSE | FALSE | #DIV/0! | #DIV/0! | #DIV/0! | #DIV/0! | #DIV/0! | #DIV/0! | 1 | #DIV/0! | #DIV/0! | #DIV/0! | #DIV/0! | #DIV/0! | #DIV/0! | #DIV/0! | #DIV/0! | #DIV/0! | #DIV/0! | #DIV/0! | 1 | #DIV/0! | 1 | #DIV/0!
#DIV/0! | #DIV/0! | #DIV/0! | #DIV/0! | #DIV/0! | #DIV/0! |  | 0 | 0 | 0 |  | 8 | #DIV/0! | #DIV/0! | #DIV/0! | #DIV/0! | #DIV/0! | #DIV/0! | #DIV/0! | #DIV/0! | #DIV/0! | #DIV/0! | 1 | #DIV/0! | #DIV/0! | #DIV/0! | #DIV/0! | 0 | 0 | 0 | 1 | FALSE | FALSE | #DIV/0! | #DIV/0! | #DIV/0! | #DIV/0! | #DIV/0! | #DIV/0! | 1 | #DIV/0! | #DIV/0! | #DIV/0! | #DIV/0! | #DIV/0! | #DIV/0! | #DIV/0! | #DIV/0! | #DIV/0! | #DIV/0! | #DIV/0! | 1 | #DIV/0! | 1 | #DIV/0!
#DIV/0! | #DIV/0! | #DIV/0! | #DIV/0! | #DIV/0! | #DIV/0! |  | 0 | 0 | 0 |  | 8 | #DIV/0! | #DIV/0! | #DIV/0! | #DIV/0! | #DIV/0! | #DIV/0! | #DIV/0! | #DIV/0! | #DIV/0! | #DIV/0! | 1 | #DIV/0! | #DIV/0! | #DIV/0! | #DIV/0! | 0 | 0 | 0 | 1 | FALSE | FALSE | #DIV/0! | #DIV/0! | #DIV/0! | #DIV/0! | #DIV/0! | #DIV/0! | 1 | #DIV/0! | #DIV/0! | #DIV/0! | #DIV/0! | #DIV/0! | #DIV/0! | #DIV/0! | #DIV/0! | #DIV/0! | #DIV/0! | #DIV/0! | 1 | #DIV/0! | 1 | #DIV/0!
#DIV/0! | #DIV/0! | #DIV/0! | #DIV/0! | #DIV/0! | #DIV/0! |  | 0 | 0 | 0 |  | 8 | #DIV/0! | #DIV/0! | #DIV/0! | #DIV/0! | #DIV/0! | #DIV/0! | #DIV/0! | #DIV/0! | #DIV/0! | #DIV/0! | 1 | #DIV/0! | #DIV/0! | #DIV/0! | #DIV/0! | 0 | 0 | 0 | 1 | FALSE | FALSE | #DIV/0! | #DIV/0! | #DIV/0! | #DIV/0! | #DIV/0! | #DIV/0! | 1 | #DIV/0! | #DIV/0! | #DIV/0! | #DIV/0! | #DIV/0! | #DIV/0! | #DIV/0! | #DIV/0! | #DIV/0! | #DIV/0! | #DIV/0! | 1 | #DIV/0! | 1 | #DIV/0!
#DIV/0! | #DIV/0! | #DIV/0! | #DIV/0! | #DIV/0! | #DIV/0! |  | 0 | 0 | 0 |  | 8 | #DIV/0! | #DIV/0! | #DIV/0! | #DIV/0! | #DIV/0! | #DIV/0! | #DIV/0! | #DIV/0! | #DIV/0! | #DIV/0! | 1 | #DIV/0! | #DIV/0! | #DIV/0! | #DIV/0! | 0 | 0 | 0 | 1 | FALSE | FALSE | #DIV/0! | #DIV/0! | #DIV/0! | #DIV/0! | #DIV/0! | #DIV/0! | 1 | #DIV/0! | #DIV/0! | #DIV/0! | #DIV/0! | #DIV/0! | #DIV/0! | #DIV/0! | #DIV/0! | #DIV/0! | #DIV/0! | #DIV/0! | 1 | #DIV/0! | 1 | #DIV/0!
#DIV/0! | #DIV/0! | #DIV/0! | #DIV/0! | #DIV/0! | #DIV/0! |  | 0 | 0 | 0 |  | 8 | #DIV/0! | #DIV/0! | #DIV/0! | #DIV/0! | #DIV/0! | #DIV/0! | #DIV/0! | #DIV/0! | #DIV/0! | #DIV/0! | 1 | #DIV/0! | #DIV/0! | #DIV/0! | #DIV/0! | 0 | 0 | 0 | 1 | FALSE | FALSE | #DIV/0! | #DIV/0! | #DIV/0! | #DIV/0! | #DIV/0! | #DIV/0! | 1 | #DIV/0! | #DIV/0! | #DIV/0! | #DIV/0! | #DIV/0! | #DIV/0! | #DIV/0! | #DIV/0! | #DIV/0! | #DIV/0! | #DIV/0! | 1 | #DIV/0! | 1 | #DIV/0!
#DIV/0! | #DIV/0! | #DIV/0! | #DIV/0! | #DIV/0! | #DIV/0! |  | 0 | 0 | 0 |  | 8 | #DIV/0! | #DIV/0! | #DIV/0! | #DIV/0! | #DIV/0! | #DIV/0! | #DIV/0! | #DIV/0! | #DIV/0! | #DIV/0! | 1 | #DIV/0! | #DIV/0! | #DIV/0! | #DIV/0! | 0 | 0 | 0 | 1 | FALSE | FALSE | #DIV/0! | #DIV/0! | #DIV/0! | #DIV/0! | #DIV/0! | #DIV/0! | 1 | #DIV/0! | #DIV/0! | #DIV/0! | #DIV/0! | #DIV/0! | #DIV/0! | #DIV/0! | #DIV/0! | #DIV/0! | #DIV/0! | #DIV/0! | 1 | #DIV/0! | 1 | #DIV/0!
#DIV/0! | #DIV/0! | #DIV/0! | #DIV/0! | #DIV/0! | #DIV/0! |  | 0 | 0 | 0 |  | 8 | #DIV/0! | #DIV/0! | #DIV/0! | #DIV/0! | #DIV/0! | #DIV/0! | #DIV/0! | #DIV/0! | #DIV/0! | #DIV/0! | 1 | #DIV/0! | #DIV/0! | #DIV/0! | #DIV/0! | 0 | 0 | 0 | 1 | FALSE | FALSE | #DIV/0! | #DIV/0! | #DIV/0! | #DIV/0! | #DIV/0! | #DIV/0! | 1 | #DIV/0! | #DIV/0! | #DIV/0! | #DIV/0! | #DIV/0! | #DIV/0! | #DIV/0! | #DIV/0! | #DIV/0! | #DIV/0! | #DIV/0! | 1 | #DIV/0! | 1 | #DIV/0!
#DIV/0! | #DIV/0! | #DIV/0! | #DIV/0! | #DIV/0! | #DIV/0! |  | 0 | 0 | 0 |  | 8 | #DIV/0! | #DIV/0! | #DIV/0! | #DIV/0! | #DIV/0! | #DIV/0! | #DIV/0! | #DIV/0! | #DIV/0! | #DIV/0! | 1 | #DIV/0! | #DIV/0! | #DIV/0! | #DIV/0! | 0 | 0 | 0 | 1 | FALSE | FALSE | #DIV/0! | #DIV/0! | #DIV/0! | #DIV/0! | #DIV/0! | #DIV/0! | 1 | #DIV/0! | #DIV/0! | #DIV/0! | #DIV/0! | #DIV/0! | #DIV/0! | #DIV/0! | #DIV/0! | #DIV/0! | #DIV/0! | #DIV/0! | 1 | #DIV/0! | 1 | #DIV/0!
#DIV/0! | #DIV/0! | #DIV/0! | #DIV/0! | #DIV/0! | #DIV/0! |  | 0 | 0 | 0 |  | 8 | #DIV/0! | #DIV/0! | #DIV/0! | #DIV/0! | #DIV/0! | #DIV/0! | #DIV/0! | #DIV/0! | #DIV/0! | #DIV/0! | 1 | #DIV/0! | #DIV/0! | #DIV/0! | #DIV/0! | 0 | 0 | 0 | 1 | FALSE | FALSE | #DIV/0! | #DIV/0! | #DIV/0! | #DIV/0! | #DIV/0! | #DIV/0! | 1 | #DIV/0! | #DIV/0! | #DIV/0! | #DIV/0! | #DIV/0! | #DIV/0! | #DIV/0! | #DIV/0! | #DIV/0! | #DIV/0! | #DIV/0! | 1 | #DIV/0! | 1 | #DIV/0!
#DIV/0! | #DIV/0! | #DIV/0! | #DIV/0! | #DIV/0! | #DIV/0! |  | 0 | 0 | 0 |  | 8 | #DIV/0! | #DIV/0! | #DIV/0! | #DIV/0! | #DIV/0! | #DIV/0! | #DIV/0! | #DIV/0! | #DIV/0! | #DIV/0! | 1 | #DIV/0! | #DIV/0! | #DIV/0! | #DIV/0! | 0 | 0 | 0 | 1 | FALSE | FALSE | #DIV/0! | #DIV/0! | #DIV/0! | #DIV/0! | #DIV/0! | #DIV/0! | 1 | #DIV/0! | #DIV/0! | #DIV/0! | #DIV/0! | #DIV/0! | #DIV/0! | #DIV/0! | #DIV/0! | #DIV/0! | #DIV/0! | #DIV/0! | 1 | #DIV/0! | 1 | #DIV/0!
#DIV/0! | #DIV/0! | #DIV/0! | #DIV/0! | #DIV/0! | #DIV/0! |  | 0 | 0 | 0 |  | 8 | #DIV/0! | #DIV/0! | #DIV/0! | #DIV/0! | #DIV/0! | #DIV/0! | #DIV/0! | #DIV/0! | #DIV/0! | #DIV/0! | 1 | #DIV/0! | #DIV/0! | #DIV/0! | #DIV/0! | 0 | 0 | 0 | 1 | FALSE | FALSE | #DIV/0! | #DIV/0! | #DIV/0! | #DIV/0! | #DIV/0! | #DIV/0! | 1 | #DIV/0! | #DIV/0! | #DIV/0! | #DIV/0! | #DIV/0! | #DIV/0! | #DIV/0! | #DIV/0! | #DIV/0! | #DIV/0! | #DIV/0! | 1 | #DIV/0! | 1 | #DIV/0!
#DIV/0! | #DIV/0! | #DIV/0! | #DIV/0! | #DIV/0! | #DIV/0! |  | 0 | 0 | 0 |  | 8 | #DIV/0! | #DIV/0! | #DIV/0! | #DIV/0! | #DIV/0! | #DIV/0! | #DIV/0! | #DIV/0! | #DIV/0! | #DIV/0! | 1 | #DIV/0! | #DIV/0! | #DIV/0! | #DIV/0! | 0 | 0 | 0 | 1 | FALSE | FALSE | #DIV/0! | #DIV/0! | #DIV/0! | #DIV/0! | #DIV/0! | #DIV/0! | 1 | #DIV/0! | #DIV/0! | #DIV/0! | #DIV/0! | #DIV/0! | #DIV/0! | #DIV/0! | #DIV/0! | #DIV/0! | #DIV/0! | #DIV/0! | 1 | #DIV/0! | 1 | #DIV/0!
#DIV/0! | #DIV/0! | #DIV/0! | #DIV/0! | #DIV/0! | #DIV/0! |  | 0 | 0 | 0 |  | 8 | #DIV/0! | #DIV/0! | #DIV/0! | #DIV/0! | #DIV/0! | #DIV/0! | #DIV/0! | #DIV/0! | #DIV/0! | #DIV/0! | 1 | #DIV/0! | #DIV/0! | #DIV/0! | #DIV/0! | 0 | 0 | 0 | 1 | FALSE | FALSE | #DIV/0! | #DIV/0! | #DIV/0! | #DIV/0! | #DIV/0! | #DIV/0! | 1 | #DIV/0! | #DIV/0! | #DIV/0! | #DIV/0! | #DIV/0! | #DIV/0! | #DIV/0! | #DIV/0! | #DIV/0! | #DIV/0! | #DIV/0! | 1 | #DIV/0! | 1 | #DIV/0!
#DIV/0! | #DIV/0! | #DIV/0! | #DIV/0! | #DIV/0! | #DIV/0! |  | 0 | 0 | 0 |  | 8 | #DIV/0! | #DIV/0! | #DIV/0! | #DIV/0! | #DIV/0! | #DIV/0! | #DIV/0! | #DIV/0! | #DIV/0! | #DIV/0! | 1 | #DIV/0! | #DIV/0! | #DIV/0! | #DIV/0! | 0 | 0 | 0 | 1 | FALSE | FALSE | #DIV/0! | #DIV/0! | #DIV/0! | #DIV/0! | #DIV/0! | #DIV/0! | 1 | #DIV/0! | #DIV/0! | #DIV/0! | #DIV/0! | #DIV/0! | #DIV/0! | #DIV/0! | #DIV/0! | #DIV/0! | #DIV/0! | #DIV/0! | 1 | #DIV/0! | 1 | #DIV/0!
#DIV/0! | #DIV/0! | #DIV/0! | #DIV/0! | #DIV/0! | #DIV/0! |  | 0 | 0 | 0 |  | 8 | #DIV/0! | #DIV/0! | #DIV/0! | #DIV/0! | #DIV/0! | #DIV/0! | #DIV/0! | #DIV/0! | #DIV/0! | #DIV/0! | 1 | #DIV/0! | #DIV/0! | #DIV/0! | #DIV/0! | 0 | 0 | 0 | 1 | FALSE | FALSE | #DIV/0! | #DIV/0! | #DIV/0! | #DIV/0! | #DIV/0! | #DIV/0! | 1 | #DIV/0! | #DIV/0! | #DIV/0! | #DIV/0! | #DIV/0! | #DIV/0! | #DIV/0! | #DIV/0! | #DIV/0! | #DIV/0! | #DIV/0! | 1 | #DIV/0! | 1 | #DIV/0!
#DIV/0! | #DIV/0! | #DIV/0! | #DIV/0! | #DIV/0! | #DIV/0! |  | 0 | 0 | 0 |  | 8 | #DIV/0! | #DIV/0! | #DIV/0! | #DIV/0! | #DIV/0! | #DIV/0! | #DIV/0! | #DIV/0! | #DIV/0! | #DIV/0! | 1 | #DIV/0! | #DIV/0! | #DIV/0! | #DIV/0! | 0 | 0 | 0 | 1 | FALSE | FALSE | #DIV/0! | #DIV/0! | #DIV/0! | #DIV/0! | #DIV/0! | #DIV/0! | 1 | #DIV/0! | #DIV/0! | #DIV/0! | #DIV/0! | #DIV/0! | #DIV/0! | #DIV/0! | #DIV/0! | #DIV/0! | #DIV/0! | #DIV/0! | 1 | #DIV/0! | 1 | #DIV/0!
#DIV/0! | #DIV/0! | #DIV/0! | #DIV/0! | #DIV/0! | #DIV/0! |  | 0 | 0 | 0 |  | 8 | #DIV/0! | #DIV/0! | #DIV/0! | #DIV/0! | #DIV/0! | #DIV/0! | #DIV/0! | #DIV/0! | #DIV/0! | #DIV/0! | 1 | #DIV/0! | #DIV/0! | #DIV/0! | #DIV/0! | 0 | 0 | 0 | 1 | FALSE | FALSE | #DIV/0! | #DIV/0! | #DIV/0! | #DIV/0! | #DIV/0! | #DIV/0! | 1 | #DIV/0! | #DIV/0! | #DIV/0! | #DIV/0! | #DIV/0! | #DIV/0! | #DIV/0! | #DIV/0! | #DIV/0! | #DIV/0! | #DIV/0! | 1 | #DIV/0! | 1 | #DIV/0!
#DIV/0! | #DIV/0! | #DIV/0! | #DIV/0! | #DIV/0! | #DIV/0! |  | 0 | 0 | 0 |  | 8 | #DIV/0! | #DIV/0! | #DIV/0! | #DIV/0! | #DIV/0! | #DIV/0! | #DIV/0! | #DIV/0! | #DIV/0! | #DIV/0! | 1 | #DIV/0! | #DIV/0! | #DIV/0! | #DIV/0! | 0 | 0 | 0 | 1 | FALSE | FALSE | #DIV/0! | #DIV/0! | #DIV/0! | #DIV/0! | #DIV/0! | #DIV/0! | 1 | #DIV/0! | #DIV/0! | #DIV/0! | #DIV/0! | #DIV/0! | #DIV/0! | #DIV/0! | #DIV/0! | #DIV/0! | #DIV/0! | #DIV/0! | 1 | #DIV/0! | 1 | #DIV/0!
#DIV/0! | #DIV/0! | #DIV/0! | #DIV/0! | #DIV/0! | #DIV/0! |  | 0 | 0 | 0 |  | 8 | #DIV/0! | #DIV/0! | #DIV/0! | #DIV/0! | #DIV/0! | #DIV/0! | #DIV/0! | #DIV/0! | #DIV/0! | #DIV/0! | 1 | #DIV/0! | #DIV/0! | #DIV/0! | #DIV/0! | 0 | 0 | 0 | 1 | FALSE | FALSE | #DIV/0! | #DIV/0! | #DIV/0! | #DIV/0! | #DIV/0! | #DIV/0! | 1 | #DIV/0! | #DIV/0! | #DIV/0! | #DIV/0! | #DIV/0! | #DIV/0! | #DIV/0! | #DIV/0! | #DIV/0! | #DIV/0! | #DIV/0! | 1 | #DIV/0! | 1 | #DIV/0!
#DIV/0! | #DIV/0! | #DIV/0! | #DIV/0! | #DIV/0! | #DIV/0! |  | 0 | 0 | 0 |  | 8 | #DIV/0! | #DIV/0! | #DIV/0! | #DIV/0! | #DIV/0! | #DIV/0! | #DIV/0! | #DIV/0! | #DIV/0! | #DIV/0! | 1 | #DIV/0! | #DIV/0! | #DIV/0! | #DIV/0! | 0 | 0 | 0 | 1 | FALSE | FALSE | #DIV/0! | #DIV/0! | #DIV/0! | #DIV/0! | #DIV/0! | #DIV/0! | 1 | #DIV/0! | #DIV/0! | #DIV/0! | #DIV/0! | #DIV/0! | #DIV/0! | #DIV/0! | #DIV/0! | #DIV/0! | #DIV/0! | #DIV/0! | 1 | #DIV/0! | 1 | #DIV/0!
#DIV/0! | #DIV/0! | #DIV/0! | #DIV/0! | #DIV/0! | #DIV/0! |  | 0 | 0 | 0 |  | 8 | #DIV/0! | #DIV/0! | #DIV/0! | #DIV/0! | #DIV/0! | #DIV/0! | #DIV/0! | #DIV/0! | #DIV/0! | #DIV/0! | 1 | #DIV/0! | #DIV/0! | #DIV/0! | #DIV/0! | 0 | 0 | 0 | 1 | FALSE | FALSE | #DIV/0! | #DIV/0! | #DIV/0! | #DIV/0! | #DIV/0! | #DIV/0! | 1 | #DIV/0! | #DIV/0! | #DIV/0! | #DIV/0! | #DIV/0! | #DIV/0! | #DIV/0! | #DIV/0! | #DIV/0! | #DIV/0! | #DIV/0! | 1 | #DIV/0! | 1 | #DIV/0!
#DIV/0! | #DIV/0! | #DIV/0! | #DIV/0! | #DIV/0! | #DIV/0! |  | 0 | 0 | 0 |  | 8 | #DIV/0! | #DIV/0! | #DIV/0! | #DIV/0! | #DIV/0! | #DIV/0! | #DIV/0! | #DIV/0! | #DIV/0! | #DIV/0! | 1 | #DIV/0! | #DIV/0! | #DIV/0! | #DIV/0! | 0 | 0 | 0 | 1 | FALSE | FALSE | #DIV/0! | #DIV/0! | #DIV/0! | #DIV/0! | #DIV/0! | #DIV/0! | 1 | #DIV/0! | #DIV/0! | #DIV/0! | #DIV/0! | #DIV/0! | #DIV/0! | #DIV/0! | #DIV/0! | #DIV/0! | #DIV/0! | #DIV/0! | 1 | #DIV/0! | 1 | #DIV/0!
#DIV/0! | #DIV/0! | #DIV/0! | #DIV/0! | #DIV/0! | #DIV/0! |  | 0 | 0 | 0 |  | 8 | #DIV/0! | #DIV/0! | #DIV/0! | #DIV/0! | #DIV/0! | #DIV/0! | #DIV/0! | #DIV/0! | #DIV/0! | #DIV/0! | 1 | #DIV/0! | #DIV/0! | #DIV/0! | #DIV/0! | 0 | 0 | 0 | 1 | FALSE | FALSE | #DIV/0! | #DIV/0! | #DIV/0! | #DIV/0! | #DIV/0! | #DIV/0! | 1 | #DIV/0! | #DIV/0! | #DIV/0! | #DIV/0! | #DIV/0! | #DIV/0! | #DIV/0! | #DIV/0! | #DIV/0! | #DIV/0! | #DIV/0! | 1 | #DIV/0! | 1 | #DIV/0!
#DIV/0! | #DIV/0! | #DIV/0! | #DIV/0! | #DIV/0! | #DIV/0! |  | 0 | 0 | 0 |  | 8 | #DIV/0! | #DIV/0! | #DIV/0! | #DIV/0! | #DIV/0! | #DIV/0! | #DIV/0! | #DIV/0! | #DIV/0! | #DIV/0! | 1 | #DIV/0! | #DIV/0! | #DIV/0! | #DIV/0! | 0 | 0 | 0 | 1 | FALSE | FALSE | #DIV/0! | #DIV/0! | #DIV/0! | #DIV/0! | #DIV/0! | #DIV/0! | 1 | #DIV/0! | #DIV/0! | #DIV/0! | #DIV/0! | #DIV/0! | #DIV/0! | #DIV/0! | #DIV/0! | #DIV/0! | #DIV/0! | #DIV/0! | 1 | #DIV/0! | 1 | #DIV/0!
#DIV/0! | #DIV/0! | #DIV/0! | #DIV/0! | #DIV/0! | #DIV/0! |  | 0 | 0 | 0 |  | 8 | #DIV/0! | #DIV/0! | #DIV/0! | #DIV/0! | #DIV/0! | #DIV/0! | #DIV/0! | #DIV/0! | #DIV/0! | #DIV/0! | 1 | #DIV/0! | #DIV/0! | #DIV/0! | #DIV/0! | 0 | 0 | 0 | 1 | FALSE | FALSE | #DIV/0! | #DIV/0! | #DIV/0! | #DIV/0! | #DIV/0! | #DIV/0! | 1 | #DIV/0! | #DIV/0! | #DIV/0! | #DIV/0! | #DIV/0! | #DIV/0! | #DIV/0! | #DIV/0! | #DIV/0! | #DIV/0! | #DIV/0! | 1 | #DIV/0! | 1 | #DIV/0!
#DIV/0! | #DIV/0! | #DIV/0! | #DIV/0! | #DIV/0! | #DIV/0! |  | 0 | 0 | 0 |  | 8 | #DIV/0! | #DIV/0! | #DIV/0! | #DIV/0! | #DIV/0! | #DIV/0! | #DIV/0! | #DIV/0! | #DIV/0! | #DIV/0! | 1 | #DIV/0! | #DIV/0! | #DIV/0! | #DIV/0! | 0 | 0 | 0 | 1 | FALSE | FALSE | #DIV/0! | #DIV/0! | #DIV/0! | #DIV/0! | #DIV/0! | #DIV/0! | 1 | #DIV/0! | #DIV/0! | #DIV/0! | #DIV/0! | #DIV/0! | #DIV/0! | #DIV/0! | #DIV/0! | #DIV/0! | #DIV/0! | #DIV/0! | 1 | #DIV/0! | 1 | #DIV/0!
#DIV/0! | #DIV/0! | #DIV/0! | #DIV/0! | #DIV/0! | #DIV/0! |  | 0 | 0 | 0 |  | 8 | #DIV/0! | #DIV/0! | #DIV/0! | #DIV/0! | #DIV/0! | #DIV/0! | #DIV/0! | #DIV/0! | #DIV/0! | #DIV/0! | 1 | #DIV/0! | #DIV/0! | #DIV/0! | #DIV/0! | 0 | 0 | 0 | 1 | FALSE | FALSE | #DIV/0! | #DIV/0! | #DIV/0! | #DIV/0! | #DIV/0! | #DIV/0! | 1 | #DIV/0! | #DIV/0! | #DIV/0! | #DIV/0! | #DIV/0! | #DIV/0! | #DIV/0! | #DIV/0! | #DIV/0! | #DIV/0! | #DIV/0! | 1 | #DIV/0! | 1 | #DIV/0!
#DIV/0! | #DIV/0! | #DIV/0! | #DIV/0! | #DIV/0! | #DIV/0! |  | 0 | 0 | 0 |  | 8 | #DIV/0! | #DIV/0! | #DIV/0! | #DIV/0! | #DIV/0! | #DIV/0! | #DIV/0! | #DIV/0! | #DIV/0! | #DIV/0! | 1 | #DIV/0! | #DIV/0! | #DIV/0! | #DIV/0! | 0 | 0 | 0 | 1 | FALSE | FALSE | #DIV/0! | #DIV/0! | #DIV/0! | #DIV/0! | #DIV/0! | #DIV/0! | 1 | #DIV/0! | #DIV/0! | #DIV/0! | #DIV/0! | #DIV/0! | #DIV/0! | #DIV/0! | #DIV/0! | #DIV/0! | #DIV/0! | #DIV/0! | 1 | #DIV/0! | 1 | #DIV/0!
#DIV/0! | #DIV/0! | #DIV/0! | #DIV/0! | #DIV/0! | #DIV/0! |  | 0 | 0 | 0 |  | 8 | #DIV/0! | #DIV/0! | #DIV/0! | #DIV/0! | #DIV/0! | #DIV/0! | #DIV/0! | #DIV/0! | #DIV/0! | #DIV/0! | 1 | #DIV/0! | #DIV/0! | #DIV/0! | #DIV/0! | 0 | 0 | 0 | 1 | FALSE | FALSE | #DIV/0! | #DIV/0! | #DIV/0! | #DIV/0! | #DIV/0! | #DIV/0! | 1 | #DIV/0! | #DIV/0! | #DIV/0! | #DIV/0! | #DIV/0! | #DIV/0! | #DIV/0! | #DIV/0! | #DIV/0! | #DIV/0! | #DIV/0! | 1 | #DIV/0! | 1 | #DIV/0!
#DIV/0! | #DIV/0! | #DIV/0! | #DIV/0! | #DIV/0! | #DIV/0! |  | 0 | 0 | 0 |  | 8 | #DIV/0! | #DIV/0! | #DIV/0! | #DIV/0! | #DIV/0! | #DIV/0! | #DIV/0! | #DIV/0! | #DIV/0! | #DIV/0! | 1 | #DIV/0! | #DIV/0! | #DIV/0! | #DIV/0! | 0 | 0 | 0 | 1 | FALSE | FALSE | #DIV/0! | #DIV/0! | #DIV/0! | #DIV/0! | #DIV/0! | #DIV/0! | 1 | #DIV/0! | #DIV/0! | #DIV/0! | #DIV/0! | #DIV/0! | #DIV/0! | #DIV/0! | #DIV/0! | #DIV/0! | #DIV/0! | #DIV/0! | 1 | #DIV/0! | 1 | #DIV/0!
#DIV/0! | #DIV/0! | #DIV/0! | #DIV/0! | #DIV/0! | #DIV/0! |  | 0 | 0 | 0 |  | 8 | #DIV/0! | #DIV/0! | #DIV/0! | #DIV/0! | #DIV/0! | #DIV/0! | #DIV/0! | #DIV/0! | #DIV/0! | #DIV/0! | 1 | #DIV/0! | #DIV/0! | #DIV/0! | #DIV/0! | 0 | 0 | 0 | 1 | FALSE | FALSE | #DIV/0! | #DIV/0! | #DIV/0! | #DIV/0! | #DIV/0! | #DIV/0! | 1 | #DIV/0! | #DIV/0! | #DIV/0! | #DIV/0! | #DIV/0! | #DIV/0! | #DIV/0! | #DIV/0! | #DIV/0! | #DIV/0! | #DIV/0! | 1 | #DIV/0! | 1 | #DIV/0!
| 9 | Reihe stehender Module
#DIV/0! | #DIV/0! | #DIV/0! | #DIV/0! | #DIV/0! | #DIV/0! |  | 0 | 0 | 0 |  | 9 | #DIV/0! | #DIV/0! | #DIV/0! | #DIV/0! | #DIV/0! | #DIV/0! | #DIV/0! | #DIV/0! | #DIV/0! | #DIV/0! | 1 | #DIV/0! | #DIV/0! | #DIV/0! | #DIV/0! | 0 | 0 | 0 | 1 | FALSE | FALSE | #DIV/0! | #DIV/0! | #DIV/0! | #DIV/0! | #DIV/0! | #DIV/0! | 1 | #DIV/0! | #DIV/0! | #DIV/0! | #DIV/0! | #DIV/0! | #DIV/0! | #DIV/0! | #DIV/0! | #DIV/0! | #DIV/0! | #DIV/0! | 1 | #DIV/0! | 1 | #DIV/0!
#DIV/0! | #DIV/0! | #DIV/0! | #DIV/0! | #DIV/0! | #DIV/0! |  | 0 | 0 | 0 |  | 9 | #DIV/0! | #DIV/0! | #DIV/0! | #DIV/0! | #DIV/0! | #DIV/0! | #DIV/0! | #DIV/0! | #DIV/0! | #DIV/0! | 1 | #DIV/0! | #DIV/0! | #DIV/0! | #DIV/0! | 0 | 0 | 0 | 1 | FALSE | FALSE | #DIV/0! | #DIV/0! | #DIV/0! | #DIV/0! | #DIV/0! | #DIV/0! | 1 | #DIV/0! | #DIV/0! | #DIV/0! | #DIV/0! | #DIV/0! | #DIV/0! | #DIV/0! | #DIV/0! | #DIV/0! | #DIV/0! | #DIV/0! | 1 | #DIV/0! | 1 | #DIV/0!
#DIV/0! | #DIV/0! | #DIV/0! | #DIV/0! | #DIV/0! | #DIV/0! |  | 0 | 0 | 0 |  | 9 | #DIV/0! | #DIV/0! | #DIV/0! | #DIV/0! | #DIV/0! | #DIV/0! | #DIV/0! | #DIV/0! | #DIV/0! | #DIV/0! | 1 | #DIV/0! | #DIV/0! | #DIV/0! | #DIV/0! | 0 | 0 | 0 | 1 | FALSE | FALSE | #DIV/0! | #DIV/0! | #DIV/0! | #DIV/0! | #DIV/0! | #DIV/0! | 1 | #DIV/0! | #DIV/0! | #DIV/0! | #DIV/0! | #DIV/0! | #DIV/0! | #DIV/0! | #DIV/0! | #DIV/0! | #DIV/0! | #DIV/0! | 1 | #DIV/0! | 1 | #DIV/0!
#DIV/0! | #DIV/0! | #DIV/0! | #DIV/0! | #DIV/0! | #DIV/0! |  | 0 | 0 | 0 |  | 9 | #DIV/0! | #DIV/0! | #DIV/0! | #DIV/0! | #DIV/0! | #DIV/0! | #DIV/0! | #DIV/0! | #DIV/0! | #DIV/0! | 1 | #DIV/0! | #DIV/0! | #DIV/0! | #DIV/0! | 0 | 0 | 0 | 1 | FALSE | FALSE | #DIV/0! | #DIV/0! | #DIV/0! | #DIV/0! | #DIV/0! | #DIV/0! | 1 | #DIV/0! | #DIV/0! | #DIV/0! | #DIV/0! | #DIV/0! | #DIV/0! | #DIV/0! | #DIV/0! | #DIV/0! | #DIV/0! | #DIV/0! | 1 | #DIV/0! | 1 | #DIV/0!
#DIV/0! | #DIV/0! | #DIV/0! | #DIV/0! | #DIV/0! | #DIV/0! |  | 0 | 0 | 0 |  | 9 | #DIV/0! | #DIV/0! | #DIV/0! | #DIV/0! | #DIV/0! | #DIV/0! | #DIV/0! | #DIV/0! | #DIV/0! | #DIV/0! | 1 | #DIV/0! | #DIV/0! | #DIV/0! | #DIV/0! | 0 | 0 | 0 | 1 | FALSE | FALSE | #DIV/0! | #DIV/0! | #DIV/0! | #DIV/0! | #DIV/0! | #DIV/0! | 1 | #DIV/0! | #DIV/0! | #DIV/0! | #DIV/0! | #DIV/0! | #DIV/0! | #DIV/0! | #DIV/0! | #DIV/0! | #DIV/0! | #DIV/0! | 1 | #DIV/0! | 1 | #DIV/0!
#DIV/0! | #DIV/0! | #DIV/0! | #DIV/0! | #DIV/0! | #DIV/0! |  | 0 | 0 | 0 |  | 9 | #DIV/0! | #DIV/0! | #DIV/0! | #DIV/0! | #DIV/0! | #DIV/0! | #DIV/0! | #DIV/0! | #DIV/0! | #DIV/0! | 1 | #DIV/0! | #DIV/0! | #DIV/0! | #DIV/0! | 0 | 0 | 0 | 1 | FALSE | FALSE | #DIV/0! | #DIV/0! | #DIV/0! | #DIV/0! | #DIV/0! | #DIV/0! | 1 | #DIV/0! | #DIV/0! | #DIV/0! | #DIV/0! | #DIV/0! | #DIV/0! | #DIV/0! | #DIV/0! | #DIV/0! | #DIV/0! | #DIV/0! | 1 | #DIV/0! | 1 | #DIV/0!
#DIV/0! | #DIV/0! | #DIV/0! | #DIV/0! | #DIV/0! | #DIV/0! |  | 0 | 0 | 0 |  | 9 | #DIV/0! | #DIV/0! | #DIV/0! | #DIV/0! | #DIV/0! | #DIV/0! | #DIV/0! | #DIV/0! | #DIV/0! | #DIV/0! | 1 | #DIV/0! | #DIV/0! | #DIV/0! | #DIV/0! | 0 | 0 | 0 | 1 | FALSE | FALSE | #DIV/0! | #DIV/0! | #DIV/0! | #DIV/0! | #DIV/0! | #DIV/0! | 1 | #DIV/0! | #DIV/0! | #DIV/0! | #DIV/0! | #DIV/0! | #DIV/0! | #DIV/0! | #DIV/0! | #DIV/0! | #DIV/0! | #DIV/0! | 1 | #DIV/0! | 1 | #DIV/0!
#DIV/0! | #DIV/0! | #DIV/0! | #DIV/0! | #DIV/0! | #DIV/0! |  | 0 | 0 | 0 |  | 9 | #DIV/0! | #DIV/0! | #DIV/0! | #DIV/0! | #DIV/0! | #DIV/0! | #DIV/0! | #DIV/0! | #DIV/0! | #DIV/0! | 1 | #DIV/0! | #DIV/0! | #DIV/0! | #DIV/0! | 0 | 0 | 0 | 1 | FALSE | FALSE | #DIV/0! | #DIV/0! | #DIV/0! | #DIV/0! | #DIV/0! | #DIV/0! | 1 | #DIV/0! | #DIV/0! | #DIV/0! | #DIV/0! | #DIV/0! | #DIV/0! | #DIV/0! | #DIV/0! | #DIV/0! | #DIV/0! | #DIV/0! | 1 | #DIV/0! | 1 | #DIV/0!
#DIV/0! | #DIV/0! | #DIV/0! | #DIV/0! | #DIV/0! | #DIV/0! |  | 0 | 0 | 0 |  | 9 | #DIV/0! | #DIV/0! | #DIV/0! | #DIV/0! | #DIV/0! | #DIV/0! | #DIV/0! | #DIV/0! | #DIV/0! | #DIV/0! | 1 | #DIV/0! | #DIV/0! | #DIV/0! | #DIV/0! | 0 | 0 | 0 | 1 | FALSE | FALSE | #DIV/0! | #DIV/0! | #DIV/0! | #DIV/0! | #DIV/0! | #DIV/0! | 1 | #DIV/0! | #DIV/0! | #DIV/0! | #DIV/0! | #DIV/0! | #DIV/0! | #DIV/0! | #DIV/0! | #DIV/0! | #DIV/0! | #DIV/0! | 1 | #DIV/0! | 1 | #DIV/0!
#DIV/0! | #DIV/0! | #DIV/0! | #DIV/0! | #DIV/0! | #DIV/0! |  | 0 | 0 | 0 |  | 9 | #DIV/0! | #DIV/0! | #DIV/0! | #DIV/0! | #DIV/0! | #DIV/0! | #DIV/0! | #DIV/0! | #DIV/0! | #DIV/0! | 1 | #DIV/0! | #DIV/0! | #DIV/0! | #DIV/0! | 0 | 0 | 0 | 1 | FALSE | FALSE | #DIV/0! | #DIV/0! | #DIV/0! | #DIV/0! | #DIV/0! | #DIV/0! | 1 | #DIV/0! | #DIV/0! | #DIV/0! | #DIV/0! | #DIV/0! | #DIV/0! | #DIV/0! | #DIV/0! | #DIV/0! | #DIV/0! | #DIV/0! | 1 | #DIV/0! | 1 | #DIV/0!
#DIV/0! | #DIV/0! | #DIV/0! | #DIV/0! | #DIV/0! | #DIV/0! |  | 0 | 0 | 0 |  | 9 | #DIV/0! | #DIV/0! | #DIV/0! | #DIV/0! | #DIV/0! | #DIV/0! | #DIV/0! | #DIV/0! | #DIV/0! | #DIV/0! | 1 | #DIV/0! | #DIV/0! | #DIV/0! | #DIV/0! | 0 | 0 | 0 | 1 | FALSE | FALSE | #DIV/0! | #DIV/0! | #DIV/0! | #DIV/0! | #DIV/0! | #DIV/0! | 1 | #DIV/0! | #DIV/0! | #DIV/0! | #DIV/0! | #DIV/0! | #DIV/0! | #DIV/0! | #DIV/0! | #DIV/0! | #DIV/0! | #DIV/0! | 1 | #DIV/0! | 1 | #DIV/0!
#DIV/0! | #DIV/0! | #DIV/0! | #DIV/0! | #DIV/0! | #DIV/0! |  | 0 | 0 | 0 |  | 9 | #DIV/0! | #DIV/0! | #DIV/0! | #DIV/0! | #DIV/0! | #DIV/0! | #DIV/0! | #DIV/0! | #DIV/0! | #DIV/0! | 1 | #DIV/0! | #DIV/0! | #DIV/0! | #DIV/0! | 0 | 0 | 0 | 1 | FALSE | FALSE | #DIV/0! | #DIV/0! | #DIV/0! | #DIV/0! | #DIV/0! | #DIV/0! | 1 | #DIV/0! | #DIV/0! | #DIV/0! | #DIV/0! | #DIV/0! | #DIV/0! | #DIV/0! | #DIV/0! | #DIV/0! | #DIV/0! | #DIV/0! | 1 | #DIV/0! | 1 | #DIV/0!
#DIV/0! | #DIV/0! | #DIV/0! | #DIV/0! | #DIV/0! | #DIV/0! |  | 0 | 0 | 0 |  | 9 | #DIV/0! | #DIV/0! | #DIV/0! | #DIV/0! | #DIV/0! | #DIV/0! | #DIV/0! | #DIV/0! | #DIV/0! | #DIV/0! | 1 | #DIV/0! | #DIV/0! | #DIV/0! | #DIV/0! | 0 | 0 | 0 | 1 | FALSE | FALSE | #DIV/0! | #DIV/0! | #DIV/0! | #DIV/0! | #DIV/0! | #DIV/0! | 1 | #DIV/0! | #DIV/0! | #DIV/0! | #DIV/0! | #DIV/0! | #DIV/0! | #DIV/0! | #DIV/0! | #DIV/0! | #DIV/0! | #DIV/0! | 1 | #DIV/0! | 1 | #DIV/0!
#DIV/0! | #DIV/0! | #DIV/0! | #DIV/0! | #DIV/0! | #DIV/0! |  | 0 | 0 | 0 |  | 9 | #DIV/0! | #DIV/0! | #DIV/0! | #DIV/0! | #DIV/0! | #DIV/0! | #DIV/0! | #DIV/0! | #DIV/0! | #DIV/0! | 1 | #DIV/0! | #DIV/0! | #DIV/0! | #DIV/0! | 0 | 0 | 0 | 1 | FALSE | FALSE | #DIV/0! | #DIV/0! | #DIV/0! | #DIV/0! | #DIV/0! | #DIV/0! | 1 | #DIV/0! | #DIV/0! | #DIV/0! | #DIV/0! | #DIV/0! | #DIV/0! | #DIV/0! | #DIV/0! | #DIV/0! | #DIV/0! | #DIV/0! | 1 | #DIV/0! | 1 | #DIV/0!
#DIV/0! | #DIV/0! | #DIV/0! | #DIV/0! | #DIV/0! | #DIV/0! |  | 0 | 0 | 0 |  | 9 | #DIV/0! | #DIV/0! | #DIV/0! | #DIV/0! | #DIV/0! | #DIV/0! | #DIV/0! | #DIV/0! | #DIV/0! | #DIV/0! | 1 | #DIV/0! | #DIV/0! | #DIV/0! | #DIV/0! | 0 | 0 | 0 | 1 | FALSE | FALSE | #DIV/0! | #DIV/0! | #DIV/0! | #DIV/0! | #DIV/0! | #DIV/0! | 1 | #DIV/0! | #DIV/0! | #DIV/0! | #DIV/0! | #DIV/0! | #DIV/0! | #DIV/0! | #DIV/0! | #DIV/0! | #DIV/0! | #DIV/0! | 1 | #DIV/0! | 1 | #DIV/0!
#DIV/0! | #DIV/0! | #DIV/0! | #DIV/0! | #DIV/0! | #DIV/0! |  | 0 | 0 | 0 |  | 9 | #DIV/0! | #DIV/0! | #DIV/0! | #DIV/0! | #DIV/0! | #DIV/0! | #DIV/0! | #DIV/0! | #DIV/0! | #DIV/0! | 1 | #DIV/0! | #DIV/0! | #DIV/0! | #DIV/0! | 0 | 0 | 0 | 1 | FALSE | FALSE | #DIV/0! | #DIV/0! | #DIV/0! | #DIV/0! | #DIV/0! | #DIV/0! | 1 | #DIV/0! | #DIV/0! | #DIV/0! | #DIV/0! | #DIV/0! | #DIV/0! | #DIV/0! | #DIV/0! | #DIV/0! | #DIV/0! | #DIV/0! | 1 | #DIV/0! | 1 | #DIV/0!
#DIV/0! | #DIV/0! | #DIV/0! | #DIV/0! | #DIV/0! | #DIV/0! |  | 0 | 0 | 0 |  | 9 | #DIV/0! | #DIV/0! | #DIV/0! | #DIV/0! | #DIV/0! | #DIV/0! | #DIV/0! | #DIV/0! | #DIV/0! | #DIV/0! | 1 | #DIV/0! | #DIV/0! | #DIV/0! | #DIV/0! | 0 | 0 | 0 | 1 | FALSE | FALSE | #DIV/0! | #DIV/0! | #DIV/0! | #DIV/0! | #DIV/0! | #DIV/0! | 1 | #DIV/0! | #DIV/0! | #DIV/0! | #DIV/0! | #DIV/0! | #DIV/0! | #DIV/0! | #DIV/0! | #DIV/0! | #DIV/0! | #DIV/0! | 1 | #DIV/0! | 1 | #DIV/0!
#DIV/0! | #DIV/0! | #DIV/0! | #DIV/0! | #DIV/0! | #DIV/0! |  | 0 | 0 | 0 |  | 9 | #DIV/0! | #DIV/0! | #DIV/0! | #DIV/0! | #DIV/0! | #DIV/0! | #DIV/0! | #DIV/0! | #DIV/0! | #DIV/0! | 1 | #DIV/0! | #DIV/0! | #DIV/0! | #DIV/0! | 0 | 0 | 0 | 1 | FALSE | FALSE | #DIV/0! | #DIV/0! | #DIV/0! | #DIV/0! | #DIV/0! | #DIV/0! | 1 | #DIV/0! | #DIV/0! | #DIV/0! | #DIV/0! | #DIV/0! | #DIV/0! | #DIV/0! | #DIV/0! | #DIV/0! | #DIV/0! | #DIV/0! | 1 | #DIV/0! | 1 | #DIV/0!
#DIV/0! | #DIV/0! | #DIV/0! | #DIV/0! | #DIV/0! | #DIV/0! |  | 0 | 0 | 0 |  | 9 | #DIV/0! | #DIV/0! | #DIV/0! | #DIV/0! | #DIV/0! | #DIV/0! | #DIV/0! | #DIV/0! | #DIV/0! | #DIV/0! | 1 | #DIV/0! | #DIV/0! | #DIV/0! | #DIV/0! | 0 | 0 | 0 | 1 | FALSE | FALSE | #DIV/0! | #DIV/0! | #DIV/0! | #DIV/0! | #DIV/0! | #DIV/0! | 1 | #DIV/0! | #DIV/0! | #DIV/0! | #DIV/0! | #DIV/0! | #DIV/0! | #DIV/0! | #DIV/0! | #DIV/0! | #DIV/0! | #DIV/0! | 1 | #DIV/0! | 1 | #DIV/0!
#DIV/0! | #DIV/0! | #DIV/0! | #DIV/0! | #DIV/0! | #DIV/0! |  | 0 | 0 | 0 |  | 9 | #DIV/0! | #DIV/0! | #DIV/0! | #DIV/0! | #DIV/0! | #DIV/0! | #DIV/0! | #DIV/0! | #DIV/0! | #DIV/0! | 1 | #DIV/0! | #DIV/0! | #DIV/0! | #DIV/0! | 0 | 0 | 0 | 1 | FALSE | FALSE | #DIV/0! | #DIV/0! | #DIV/0! | #DIV/0! | #DIV/0! | #DIV/0! | 1 | #DIV/0! | #DIV/0! | #DIV/0! | #DIV/0! | #DIV/0! | #DIV/0! | #DIV/0! | #DIV/0! | #DIV/0! | #DIV/0! | #DIV/0! | 1 | #DIV/0! | 1 | #DIV/0!
#DIV/0! | #DIV/0! | #DIV/0! | #DIV/0! | #DIV/0! | #DIV/0! |  | 0 | 0 | 0 |  | 9 | #DIV/0! | #DIV/0! | #DIV/0! | #DIV/0! | #DIV/0! | #DIV/0! | #DIV/0! | #DIV/0! | #DIV/0! | #DIV/0! | 1 | #DIV/0! | #DIV/0! | #DIV/0! | #DIV/0! | 0 | 0 | 0 | 1 | FALSE | FALSE | #DIV/0! | #DIV/0! | #DIV/0! | #DIV/0! | #DIV/0! | #DIV/0! | 1 | #DIV/0! | #DIV/0! | #DIV/0! | #DIV/0! | #DIV/0! | #DIV/0! | #DIV/0! | #DIV/0! | #DIV/0! | #DIV/0! | #DIV/0! | 1 | #DIV/0! | 1 | #DIV/0!
#DIV/0! | #DIV/0! | #DIV/0! | #DIV/0! | #DIV/0! | #DIV/0! |  | 0 | 0 | 0 |  | 9 | #DIV/0! | #DIV/0! | #DIV/0! | #DIV/0! | #DIV/0! | #DIV/0! | #DIV/0! | #DIV/0! | #DIV/0! | #DIV/0! | 1 | #DIV/0! | #DIV/0! | #DIV/0! | #DIV/0! | 0 | 0 | 0 | 1 | FALSE | FALSE | #DIV/0! | #DIV/0! | #DIV/0! | #DIV/0! | #DIV/0! | #DIV/0! | 1 | #DIV/0! | #DIV/0! | #DIV/0! | #DIV/0! | #DIV/0! | #DIV/0! | #DIV/0! | #DIV/0! | #DIV/0! | #DIV/0! | #DIV/0! | 1 | #DIV/0! | 1 | #DIV/0!
#DIV/0! | #DIV/0! | #DIV/0! | #DIV/0! | #DIV/0! | #DIV/0! |  | 0 | 0 | 0 |  | 9 | #DIV/0! | #DIV/0! | #DIV/0! | #DIV/0! | #DIV/0! | #DIV/0! | #DIV/0! | #DIV/0! | #DIV/0! | #DIV/0! | 1 | #DIV/0! | #DIV/0! | #DIV/0! | #DIV/0! | 0 | 0 | 0 | 1 | FALSE | FALSE | #DIV/0! | #DIV/0! | #DIV/0! | #DIV/0! | #DIV/0! | #DIV/0! | 1 | #DIV/0! | #DIV/0! | #DIV/0! | #DIV/0! | #DIV/0! | #DIV/0! | #DIV/0! | #DIV/0! | #DIV/0! | #DIV/0! | #DIV/0! | 1 | #DIV/0! | 1 | #DIV/0!
#DIV/0! | #DIV/0! | #DIV/0! | #DIV/0! | #DIV/0! | #DIV/0! |  | 0 | 0 | 0 |  | 9 | #DIV/0! | #DIV/0! | #DIV/0! | #DIV/0! | #DIV/0! | #DIV/0! | #DIV/0! | #DIV/0! | #DIV/0! | #DIV/0! | 1 | #DIV/0! | #DIV/0! | #DIV/0! | #DIV/0! | 0 | 0 | 0 | 1 | FALSE | FALSE | #DIV/0! | #DIV/0! | #DIV/0! | #DIV/0! | #DIV/0! | #DIV/0! | 1 | #DIV/0! | #DIV/0! | #DIV/0! | #DIV/0! | #DIV/0! | #DIV/0! | #DIV/0! | #DIV/0! | #DIV/0! | #DIV/0! | #DIV/0! | 1 | #DIV/0! | 1 | #DIV/0!
#DIV/0! | #DIV/0! | #DIV/0! | #DIV/0! | #DIV/0! | #DIV/0! |  | 0 | 0 | 0 |  | 9 | #DIV/0! | #DIV/0! | #DIV/0! | #DIV/0! | #DIV/0! | #DIV/0! | #DIV/0! | #DIV/0! | #DIV/0! | #DIV/0! | 1 | #DIV/0! | #DIV/0! | #DIV/0! | #DIV/0! | 0 | 0 | 0 | 1 | FALSE | FALSE | #DIV/0! | #DIV/0! | #DIV/0! | #DIV/0! | #DIV/0! | #DIV/0! | 1 | #DIV/0! | #DIV/0! | #DIV/0! | #DIV/0! | #DIV/0! | #DIV/0! | #DIV/0! | #DIV/0! | #DIV/0! | #DIV/0! | #DIV/0! | 1 | #DIV/0! | 1 | #DIV/0!
#DIV/0! | #DIV/0! | #DIV/0! | #DIV/0! | #DIV/0! | #DIV/0! |  | 0 | 0 | 0 |  | 9 | #DIV/0! | #DIV/0! | #DIV/0! | #DIV/0! | #DIV/0! | #DIV/0! | #DIV/0! | #DIV/0! | #DIV/0! | #DIV/0! | 1 | #DIV/0! | #DIV/0! | #DIV/0! | #DIV/0! | 0 | 0 | 0 | 1 | FALSE | FALSE | #DIV/0! | #DIV/0! | #DIV/0! | #DIV/0! | #DIV/0! | #DIV/0! | 1 | #DIV/0! | #DIV/0! | #DIV/0! | #DIV/0! | #DIV/0! | #DIV/0! | #DIV/0! | #DIV/0! | #DIV/0! | #DIV/0! | #DIV/0! | 1 | #DIV/0! | 1 | #DIV/0!
#DIV/0! | #DIV/0! | #DIV/0! | #DIV/0! | #DIV/0! | #DIV/0! |  | 0 | 0 | 0 |  | 9 | #DIV/0! | #DIV/0! | #DIV/0! | #DIV/0! | #DIV/0! | #DIV/0! | #DIV/0! | #DIV/0! | #DIV/0! | #DIV/0! | 1 | #DIV/0! | #DIV/0! | #DIV/0! | #DIV/0! | 0 | 0 | 0 | 1 | FALSE | FALSE | #DIV/0! | #DIV/0! | #DIV/0! | #DIV/0! | #DIV/0! | #DIV/0! | 1 | #DIV/0! | #DIV/0! | #DIV/0! | #DIV/0! | #DIV/0! | #DIV/0! | #DIV/0! | #DIV/0! | #DIV/0! | #DIV/0! | #DIV/0! | 1 | #DIV/0! | 1 | #DIV/0!
#DIV/0! | #DIV/0! | #DIV/0! | #DIV/0! | #DIV/0! | #DIV/0! |  | 0 | 0 | 0 |  | 9 | #DIV/0! | #DIV/0! | #DIV/0! | #DIV/0! | #DIV/0! | #DIV/0! | #DIV/0! | #DIV/0! | #DIV/0! | #DIV/0! | 1 | #DIV/0! | #DIV/0! | #DIV/0! | #DIV/0! | 0 | 0 | 0 | 1 | FALSE | FALSE | #DIV/0! | #DIV/0! | #DIV/0! | #DIV/0! | #DIV/0! | #DIV/0! | 1 | #DIV/0! | #DIV/0! | #DIV/0! | #DIV/0! | #DIV/0! | #DIV/0! | #DIV/0! | #DIV/0! | #DIV/0! | #DIV/0! | #DIV/0! | 1 | #DIV/0! | 1 | #DIV/0!
#DIV/0! | #DIV/0! | #DIV/0! | #DIV/0! | #DIV/0! | #DIV/0! |  | 0 | 0 | 0 |  | 9 | #DIV/0! | #DIV/0! | #DIV/0! | #DIV/0! | #DIV/0! | #DIV/0! | #DIV/0! | #DIV/0! | #DIV/0! | #DIV/0! | 1 | #DIV/0! | #DIV/0! | #DIV/0! | #DIV/0! | 0 | 0 | 0 | 1 | FALSE | FALSE | #DIV/0! | #DIV/0! | #DIV/0! | #DIV/0! | #DIV/0! | #DIV/0! | 1 | #DIV/0! | #DIV/0! | #DIV/0! | #DIV/0! | #DIV/0! | #DIV/0! | #DIV/0! | #DIV/0! | #DIV/0! | #DIV/0! | #DIV/0! | 1 | #DIV/0! | 1 | #DIV/0!
#DIV/0! | #DIV/0! | #DIV/0! | #DIV/0! | #DIV/0! | #DIV/0! |  | 0 | 0 | 0 |  | 9 | #DIV/0! | #DIV/0! | #DIV/0! | #DIV/0! | #DIV/0! | #DIV/0! | #DIV/0! | #DIV/0! | #DIV/0! | #DIV/0! | 1 | #DIV/0! | #DIV/0! | #DIV/0! | #DIV/0! | 0 | 0 | 0 | 1 | FALSE | FALSE | #DIV/0! | #DIV/0! | #DIV/0! | #DIV/0! | #DIV/0! | #DIV/0! | 1 | #DIV/0! | #DIV/0! | #DIV/0! | #DIV/0! | #DIV/0! | #DIV/0! | #DIV/0! | #DIV/0! | #DIV/0! | #DIV/0! | #DIV/0! | 1 | #DIV/0! | 1 | #DIV/0!
#DIV/0! | #DIV/0! | #DIV/0! | #DIV/0! | #DIV/0! | #DIV/0! |  | 0 | 0 | 0 |  | 9 | #DIV/0! | #DIV/0! | #DIV/0! | #DIV/0! | #DIV/0! | #DIV/0! | #DIV/0! | #DIV/0! | #DIV/0! | #DIV/0! | 1 | #DIV/0! | #DIV/0! | #DIV/0! | #DIV/0! | 0 | 0 | 0 | 1 | FALSE | FALSE | #DIV/0! | #DIV/0! | #DIV/0! | #DIV/0! | #DIV/0! | #DIV/0! | 1 | #DIV/0! | #DIV/0! | #DIV/0! | #DIV/0! | #DIV/0! | #DIV/0! | #DIV/0! | #DIV/0! | #DIV/0! | #DIV/0! | #DIV/0! | 1 | #DIV/0! | 1 | #DIV/0!
#DIV/0! | #DIV/0! | #DIV/0! | #DIV/0! | #DIV/0! | #DIV/0! |  | 0 | 0 | 0 |  | 9 | #DIV/0! | #DIV/0! | #DIV/0! | #DIV/0! | #DIV/0! | #DIV/0! | #DIV/0! | #DIV/0! | #DIV/0! | #DIV/0! | 1 | #DIV/0! | #DIV/0! | #DIV/0! | #DIV/0! | 0 | 0 | 0 | 1 | FALSE | FALSE | #DIV/0! | #DIV/0! | #DIV/0! | #DIV/0! | #DIV/0! | #DIV/0! | 1 | #DIV/0! | #DIV/0! | #DIV/0! | #DIV/0! | #DIV/0! | #DIV/0! | #DIV/0! | #DIV/0! | #DIV/0! | #DIV/0! | #DIV/0! | 1 | #DIV/0! | 1 | #DIV/0!
#DIV/0! | #DIV/0! | #DIV/0! | #DIV/0! | #DIV/0! | #DIV/0! |  | 0 | 0 | 0 |  | 9 | #DIV/0! | #DIV/0! | #DIV/0! | #DIV/0! | #DIV/0! | #DIV/0! | #DIV/0! | #DIV/0! | #DIV/0! | #DIV/0! | 1 | #DIV/0! | #DIV/0! | #DIV/0! | #DIV/0! | 0 | 0 | 0 | 1 | FALSE | FALSE | #DIV/0! | #DIV/0! | #DIV/0! | #DIV/0! | #DIV/0! | #DIV/0! | 1 | #DIV/0! | #DIV/0! | #DIV/0! | #DIV/0! | #DIV/0! | #DIV/0! | #DIV/0! | #DIV/0! | #DIV/0! | #DIV/0! | #DIV/0! | 1 | #DIV/0! | 1 | #DIV/0!
#DIV/0! | #DIV/0! | #DIV/0! | #DIV/0! | #DIV/0! | #DIV/0! |  | 0 | 0 | 0 |  | 9 | #DIV/0! | #DIV/0! | #DIV/0! | #DIV/0! | #DIV/0! | #DIV/0! | #DIV/0! | #DIV/0! | #DIV/0! | #DIV/0! | 1 | #DIV/0! | #DIV/0! | #DIV/0! | #DIV/0! | 0 | 0 | 0 | 1 | FALSE | FALSE | #DIV/0! | #DIV/0! | #DIV/0! | #DIV/0! | #DIV/0! | #DIV/0! | 1 | #DIV/0! | #DIV/0! | #DIV/0! | #DIV/0! | #DIV/0! | #DIV/0! | #DIV/0! | #DIV/0! | #DIV/0! | #DIV/0! | #DIV/0! | 1 | #DIV/0! | 1 | #DIV/0!
#DIV/0! | #DIV/0! | #DIV/0! | #DIV/0! | #DIV/0! | #DIV/0! |  | 0 | 0 | 0 |  | 9 | #DIV/0! | #DIV/0! | #DIV/0! | #DIV/0! | #DIV/0! | #DIV/0! | #DIV/0! | #DIV/0! | #DIV/0! | #DIV/0! | 1 | #DIV/0! | #DIV/0! | #DIV/0! | #DIV/0! | 0 | 0 | 0 | 1 | FALSE | FALSE | #DIV/0! | #DIV/0! | #DIV/0! | #DIV/0! | #DIV/0! | #DIV/0! | 1 | #DIV/0! | #DIV/0! | #DIV/0! | #DIV/0! | #DIV/0! | #DIV/0! | #DIV/0! | #DIV/0! | #DIV/0! | #DIV/0! | #DIV/0! | 1 | #DIV/0! | 1 | #DIV/0!
#DIV/0! | #DIV/0! | #DIV/0! | #DIV/0! | #DIV/0! | #DIV/0! |  | 0 | 0 | 0 |  | 9 | #DIV/0! | #DIV/0! | #DIV/0! | #DIV/0! | #DIV/0! | #DIV/0! | #DIV/0! | #DIV/0! | #DIV/0! | #DIV/0! | 1 | #DIV/0! | #DIV/0! | #DIV/0! | #DIV/0! | 0 | 0 | 0 | 1 | FALSE | FALSE | #DIV/0! | #DIV/0! | #DIV/0! | #DIV/0! | #DIV/0! | #DIV/0! | 1 | #DIV/0! | #DIV/0! | #DIV/0! | #DIV/0! | #DIV/0! | #DIV/0! | #DIV/0! | #DIV/0! | #DIV/0! | #DIV/0! | #DIV/0! | 1 | #DIV/0! | 1 | #DIV/0!
#DIV/0! | #DIV/0! | #DIV/0! | #DIV/0! | #DIV/0! | #DIV/0! |  | 0 | 0 | 0 |  | 9 | #DIV/0! | #DIV/0! | #DIV/0! | #DIV/0! | #DIV/0! | #DIV/0! | #DIV/0! | #DIV/0! | #DIV/0! | #DIV/0! | 1 | #DIV/0! | #DIV/0! | #DIV/0! | #DIV/0! | 0 | 0 | 0 | 1 | FALSE | FALSE | #DIV/0! | #DIV/0! | #DIV/0! | #DIV/0! | #DIV/0! | #DIV/0! | 1 | #DIV/0! | #DIV/0! | #DIV/0! | #DIV/0! | #DIV/0! | #DIV/0! | #DIV/0! | #DIV/0! | #DIV/0! | #DIV/0! | #DIV/0! | 1 | #DIV/0! | 1 | #DIV/0!
#DIV/0! | #DIV/0! | #DIV/0! | #DIV/0! | #DIV/0! | #DIV/0! |  | 0 | 0 | 0 |  | 9 | #DIV/0! | #DIV/0! | #DIV/0! | #DIV/0! | #DIV/0! | #DIV/0! | #DIV/0! | #DIV/0! | #DIV/0! | #DIV/0! | 1 | #DIV/0! | #DIV/0! | #DIV/0! | #DIV/0! | 0 | 0 | 0 | 1 | FALSE | FALSE | #DIV/0! | #DIV/0! | #DIV/0! | #DIV/0! | #DIV/0! | #DIV/0! | 1 | #DIV/0! | #DIV/0! | #DIV/0! | #DIV/0! | #DIV/0! | #DIV/0! | #DIV/0! | #DIV/0! | #DIV/0! | #DIV/0! | #DIV/0! | 1 | #DIV/0! | 1 | #DIV/0!
#DIV/0! | #DIV/0! | #DIV/0! | #DIV/0! | #DIV/0! | #DIV/0! |  | 0 | 0 | 0 |  | 9 | #DIV/0! | #DIV/0! | #DIV/0! | #DIV/0! | #DIV/0! | #DIV/0! | #DIV/0! | #DIV/0! | #DIV/0! | #DIV/0! | 1 | #DIV/0! | #DIV/0! | #DIV/0! | #DIV/0! | 0 | 0 | 0 | 1 | FALSE | FALSE | #DIV/0! | #DIV/0! | #DIV/0! | #DIV/0! | #DIV/0! | #DIV/0! | 1 | #DIV/0! | #DIV/0! | #DIV/0! | #DIV/0! | #DIV/0! | #DIV/0! | #DIV/0! | #DIV/0! | #DIV/0! | #DIV/0! | #DIV/0! | 1 | #DIV/0! | 1 | #DIV/0!
#DIV/0! | #DIV/0! | #DIV/0! | #DIV/0! | #DIV/0! | #DIV/0! |  | 0 | 0 | 0 |  | 9 | #DIV/0! | #DIV/0! | #DIV/0! | #DIV/0! | #DIV/0! | #DIV/0! | #DIV/0! | #DIV/0! | #DIV/0! | #DIV/0! | 1 | #DIV/0! | #DIV/0! | #DIV/0! | #DIV/0! | 0 | 0 | 0 | 1 | FALSE | FALSE | #DIV/0! | #DIV/0! | #DIV/0! | #DIV/0! | #DIV/0! | #DIV/0! | 1 | #DIV/0! | #DIV/0! | #DIV/0! | #DIV/0! | #DIV/0! | #DIV/0! | #DIV/0! | #DIV/0! | #DIV/0! | #DIV/0! | #DIV/0! | 1 | #DIV/0! | 1 | #DIV/0!
#DIV/0! | #DIV/0! | #DIV/0! | #DIV/0! | #DIV/0! | #DIV/0! |  | 0 | 0 | 0 |  | 9 | #DIV/0! | #DIV/0! | #DIV/0! | #DIV/0! | #DIV/0! | #DIV/0! | #DIV/0! | #DIV/0! | #DIV/0! | #DIV/0! | 1 | #DIV/0! | #DIV/0! | #DIV/0! | #DIV/0! | 0 | 0 | 0 | 1 | FALSE | FALSE | #DIV/0! | #DIV/0! | #DIV/0! | #DIV/0! | #DIV/0! | #DIV/0! | 1 | #DIV/0! | #DIV/0! | #DIV/0! | #DIV/0! | #DIV/0! | #DIV/0! | #DIV/0! | #DIV/0! | #DIV/0! | #DIV/0! | #DIV/0! | 1 | #DIV/0! | 1 | #DIV/0!
#DIV/0! | #DIV/0! | #DIV/0! | #DIV/0! | #DIV/0! | #DIV/0! |  | 0 | 0 | 0 |  | 9 | #DIV/0! | #DIV/0! | #DIV/0! | #DIV/0! | #DIV/0! | #DIV/0! | #DIV/0! | #DIV/0! | #DIV/0! | #DIV/0! | 1 | #DIV/0! | #DIV/0! | #DIV/0! | #DIV/0! | 0 | 0 | 0 | 1 | FALSE | FALSE | #DIV/0! | #DIV/0! | #DIV/0! | #DIV/0! | #DIV/0! | #DIV/0! | 1 | #DIV/0! | #DIV/0! | #DIV/0! | #DIV/0! | #DIV/0! | #DIV/0! | #DIV/0! | #DIV/0! | #DIV/0! | #DIV/0! | #DIV/0! | 1 | #DIV/0! | 1 | #DIV/0!
#DIV/0! | #DIV/0! | #DIV/0! | #DIV/0! | #DIV/0! | #DIV/0! |  | 0 | 0 | 0 |  | 9 | #DIV/0! | #DIV/0! | #DIV/0! | #DIV/0! | #DIV/0! | #DIV/0! | #DIV/0! | #DIV/0! | #DIV/0! | #DIV/0! | 1 | #DIV/0! | #DIV/0! | #DIV/0! | #DIV/0! | 0 | 0 | 0 | 1 | FALSE | FALSE | #DIV/0! | #DIV/0! | #DIV/0! | #DIV/0! | #DIV/0! | #DIV/0! | 1 | #DIV/0! | #DIV/0! | #DIV/0! | #DIV/0! | #DIV/0! | #DIV/0! | #DIV/0! | #DIV/0! | #DIV/0! | #DIV/0! | #DIV/0! | 1 | #DIV/0! | 1 | #DIV/0!
#DIV/0! | #DIV/0! | #DIV/0! | #DIV/0! | #DIV/0! | #DIV/0! |  | 0 | 0 | 0 |  | 9 | #DIV/0! | #DIV/0! | #DIV/0! | #DIV/0! | #DIV/0! | #DIV/0! | #DIV/0! | #DIV/0! | #DIV/0! | #DIV/0! | 1 | #DIV/0! | #DIV/0! | #DIV/0! | #DIV/0! | 0 | 0 | 0 | 1 | FALSE | FALSE | #DIV/0! | #DIV/0! | #DIV/0! | #DIV/0! | #DIV/0! | #DIV/0! | 1 | #DIV/0! | #DIV/0! | #DIV/0! | #DIV/0! | #DIV/0! | #DIV/0! | #DIV/0! | #DIV/0! | #DIV/0! | #DIV/0! | #DIV/0! | 1 | #DIV/0! | 1 | #DIV/0!
#DIV/0! | #DIV/0! | #DIV/0! | #DIV/0! | #DIV/0! | #DIV/0! |  | 0 | 0 | 0 |  | 9 | #DIV/0! | #DIV/0! | #DIV/0! | #DIV/0! | #DIV/0! | #DIV/0! | #DIV/0! | #DIV/0! | #DIV/0! | #DIV/0! | 1 | #DIV/0! | #DIV/0! | #DIV/0! | #DIV/0! | 0 | 0 | 0 | 1 | FALSE | FALSE | #DIV/0! | #DIV/0! | #DIV/0! | #DIV/0! | #DIV/0! | #DIV/0! | 1 | #DIV/0! | #DIV/0! | #DIV/0! | #DIV/0! | #DIV/0! | #DIV/0! | #DIV/0! | #DIV/0! | #DIV/0! | #DIV/0! | #DIV/0! | 1 | #DIV/0! | 1 | #DIV/0!
#DIV/0! | #DIV/0! | #DIV/0! | #DIV/0! | #DIV/0! | #DIV/0! |  | 0 | 0 | 0 |  | 9 | #DIV/0! | #DIV/0! | #DIV/0! | #DIV/0! | #DIV/0! | #DIV/0! | #DIV/0! | #DIV/0! | #DIV/0! | #DIV/0! | 1 | #DIV/0! | #DIV/0! | #DIV/0! | #DIV/0! | 0 | 0 | 0 | 1 | FALSE | FALSE | #DIV/0! | #DIV/0! | #DIV/0! | #DIV/0! | #DIV/0! | #DIV/0! | 1 | #DIV/0! | #DIV/0! | #DIV/0! | #DIV/0! | #DIV/0! | #DIV/0! | #DIV/0! | #DIV/0! | #DIV/0! | #DIV/0! | #DIV/0! | 1 | #DIV/0! | 1 | #DIV/0!
#DIV/0! | #DIV/0! | #DIV/0! | #DIV/0! | #DIV/0! | #DIV/0! |  | 0 | 0 | 0 |  | 9 | #DIV/0! | #DIV/0! | #DIV/0! | #DIV/0! | #DIV/0! | #DIV/0! | #DIV/0! | #DIV/0! | #DIV/0! | #DIV/0! | 1 | #DIV/0! | #DIV/0! | #DIV/0! | #DIV/0! | 0 | 0 | 0 | 1 | FALSE | FALSE | #DIV/0! | #DIV/0! | #DIV/0! | #DIV/0! | #DIV/0! | #DIV/0! | 1 | #DIV/0! | #DIV/0! | #DIV/0! | #DIV/0! | #DIV/0! | #DIV/0! | #DIV/0! | #DIV/0! | #DIV/0! | #DIV/0! | #DIV/0! | 1 | #DIV/0! | 1 | #DIV/0!
#DIV/0! | #DIV/0! | #DIV/0! | #DIV/0! | #DIV/0! | #DIV/0! |  | 0 | 0 | 0 |  | 9 | #DIV/0! | #DIV/0! | #DIV/0! | #DIV/0! | #DIV/0! | #DIV/0! | #DIV/0! | #DIV/0! | #DIV/0! | #DIV/0! | 1 | #DIV/0! | #DIV/0! | #DIV/0! | #DIV/0! | 0 | 0 | 0 | 1 | FALSE | FALSE | #DIV/0! | #DIV/0! | #DIV/0! | #DIV/0! | #DIV/0! | #DIV/0! | 1 | #DIV/0! | #DIV/0! | #DIV/0! | #DIV/0! | #DIV/0! | #DIV/0! | #DIV/0! | #DIV/0! | #DIV/0! | #DIV/0! | #DIV/0! | 1 | #DIV/0! | 1 | #DIV/0!
#DIV/0! | #DIV/0! | #DIV/0! | #DIV/0! | #DIV/0! | #DIV/0! |  | 0 | 0 | 0 |  | 9 | #DIV/0! | #DIV/0! | #DIV/0! | #DIV/0! | #DIV/0! | #DIV/0! | #DIV/0! | #DIV/0! | #DIV/0! | #DIV/0! | 1 | #DIV/0! | #DIV/0! | #DIV/0! | #DIV/0! | 0 | 0 | 0 | 1 | FALSE | FALSE | #DIV/0! | #DIV/0! | #DIV/0! | #DIV/0! | #DIV/0! | #DIV/0! | 1 | #DIV/0! | #DIV/0! | #DIV/0! | #DIV/0! | #DIV/0! | #DIV/0! | #DIV/0! | #DIV/0! | #DIV/0! | #DIV/0! | #DIV/0! | 1 | #DIV/0! | 1 | #DIV/0!
#DIV/0! | #DIV/0! | #DIV/0! | #DIV/0! | #DIV/0! | #DIV/0! |  | 0 | 0 | 0 |  | 9 | #DIV/0! | #DIV/0! | #DIV/0! | #DIV/0! | #DIV/0! | #DIV/0! | #DIV/0! | #DIV/0! | #DIV/0! | #DIV/0! | 1 | #DIV/0! | #DIV/0! | #DIV/0! | #DIV/0! | 0 | 0 | 0 | 1 | FALSE | FALSE | #DIV/0! | #DIV/0! | #DIV/0! | #DIV/0! | #DIV/0! | #DIV/0! | 1 | #DIV/0! | #DIV/0! | #DIV/0! | #DIV/0! | #DIV/0! | #DIV/0! | #DIV/0! | #DIV/0! | #DIV/0! | #DIV/0! | #DIV/0! | 1 | #DIV/0! | 1 | #DIV/0!
#DIV/0! | #DIV/0! | #DIV/0! | #DIV/0! | #DIV/0! | #DIV/0! |  | 0 | 0 | 0 |  | 9 | #DIV/0! | #DIV/0! | #DIV/0! | #DIV/0! | #DIV/0! | #DIV/0! | #DIV/0! | #DIV/0! | #DIV/0! | #DIV/0! | 1 | #DIV/0! | #DIV/0! | #DIV/0! | #DIV/0! | 0 | 0 | 0 | 1 | FALSE | FALSE | #DIV/0! | #DIV/0! | #DIV/0! | #DIV/0! | #DIV/0! | #DIV/0! | 1 | #DIV/0! | #DIV/0! | #DIV/0! | #DIV/0! | #DIV/0! | #DIV/0! | #DIV/0! | #DIV/0! | #DIV/0! | #DIV/0! | #DIV/0! | 1 | #DIV/0! | 1 | #DIV/0!
#DIV/0! | #DIV/0! | #DIV/0! | #DIV/0! | #DIV/0! | #DIV/0! |  | 0 | 0 | 0 |  | 9 | #DIV/0! | #DIV/0! | #DIV/0! | #DIV/0! | #DIV/0! | #DIV/0! | #DIV/0! | #DIV/0! | #DIV/0! | #DIV/0! | 1 | #DIV/0! | #DIV/0! | #DIV/0! | #DIV/0! | 0 | 0 | 0 | 1 | FALSE | FALSE | #DIV/0! | #DIV/0! | #DIV/0! | #DIV/0! | #DIV/0! | #DIV/0! | 1 | #DIV/0! | #DIV/0! | #DIV/0! | #DIV/0! | #DIV/0! | #DIV/0! | #DIV/0! | #DIV/0! | #DIV/0! | #DIV/0! | #DIV/0! | 1 | #DIV/0! | 1 | #DIV/0!
#DIV/0! | #DIV/0! | #DIV/0! | #DIV/0! | #DIV/0! | #DIV/0! |  | 0 | 0 | 0 |  | 9 | #DIV/0! | #DIV/0! | #DIV/0! | #DIV/0! | #DIV/0! | #DIV/0! | #DIV/0! | #DIV/0! | #DIV/0! | #DIV/0! | 1 | #DIV/0! | #DIV/0! | #DIV/0! | #DIV/0! | 0 | 0 | 0 | 1 | FALSE | FALSE | #DIV/0! | #DIV/0! | #DIV/0! | #DIV/0! | #DIV/0! | #DIV/0! | 1 | #DIV/0! | #DIV/0! | #DIV/0! | #DIV/0! | #DIV/0! | #DIV/0! | #DIV/0! | #DIV/0! | #DIV/0! | #DIV/0! | #DIV/0! | 1 | #DIV/0! | 1 | #DIV/0!
#DIV/0! | #DIV/0! | #DIV/0! | #DIV/0! | #DIV/0! | #DIV/0! |  | 0 | 0 | 0 |  | 9 | #DIV/0! | #DIV/0! | #DIV/0! | #DIV/0! | #DIV/0! | #DIV/0! | #DIV/0! | #DIV/0! | #DIV/0! | #DIV/0! | 1 | #DIV/0! | #DIV/0! | #DIV/0! | #DIV/0! | 0 | 0 | 0 | 1 | FALSE | FALSE | #DIV/0! | #DIV/0! | #DIV/0! | #DIV/0! | #DIV/0! | #DIV/0! | 1 | #DIV/0! | #DIV/0! | #DIV/0! | #DIV/0! | #DIV/0! | #DIV/0! | #DIV/0! | #DIV/0! | #DIV/0! | #DIV/0! | #DIV/0! | 1 | #DIV/0! | 1 | #DIV/0!
#DIV/0! | #DIV/0! | #DIV/0! | #DIV/0! | #DIV/0! | #DIV/0! |  | 0 | 0 | 0 |  | 9 | #DIV/0! | #DIV/0! | #DIV/0! | #DIV/0! | #DIV/0! | #DIV/0! | #DIV/0! | #DIV/0! | #DIV/0! | #DIV/0! | 1 | #DIV/0! | #DIV/0! | #DIV/0! | #DIV/0! | 0 | 0 | 0 | 1 | FALSE | FALSE | #DIV/0! | #DIV/0! | #DIV/0! | #DIV/0! | #DIV/0! | #DIV/0! | 1 | #DIV/0! | #DIV/0! | #DIV/0! | #DIV/0! | #DIV/0! | #DIV/0! | #DIV/0! | #DIV/0! | #DIV/0! | #DIV/0! | #DIV/0! | 1 | #DIV/0! | 1 | #DIV/0!
#DIV/0! | #DIV/0! | #DIV/0! | #DIV/0! | #DIV/0! | #DIV/0! |  | 0 | 0 | 0 |  | 9 | #DIV/0! | #DIV/0! | #DIV/0! | #DIV/0! | #DIV/0! | #DIV/0! | #DIV/0! | #DIV/0! | #DIV/0! | #DIV/0! | 1 | #DIV/0! | #DIV/0! | #DIV/0! | #DIV/0! | 0 | 0 | 0 | 1 | FALSE | FALSE | #DIV/0! | #DIV/0! | #DIV/0! | #DIV/0! | #DIV/0! | #DIV/0! | 1 | #DIV/0! | #DIV/0! | #DIV/0! | #DIV/0! | #DIV/0! | #DIV/0! | #DIV/0! | #DIV/0! | #DIV/0! | #DIV/0! | #DIV/0! | 1 | #DIV/0! | 1 | #DIV/0!
#DIV/0! | #DIV/0! | #DIV/0! | #DIV/0! | #DIV/0! | #DIV/0! |  | 0 | 0 | 0 |  | 9 | #DIV/0! | #DIV/0! | #DIV/0! | #DIV/0! | #DIV/0! | #DIV/0! | #DIV/0! | #DIV/0! | #DIV/0! | #DIV/0! | 1 | #DIV/0! | #DIV/0! | #DIV/0! | #DIV/0! | 0 | 0 | 0 | 1 | FALSE | FALSE | #DIV/0! | #DIV/0! | #DIV/0! | #DIV/0! | #DIV/0! | #DIV/0! | 1 | #DIV/0! | #DIV/0! | #DIV/0! | #DIV/0! | #DIV/0! | #DIV/0! | #DIV/0! | #DIV/0! | #DIV/0! | #DIV/0! | #DIV/0! | 1 | #DIV/0! | 1 | #DIV/0!
#DIV/0! | #DIV/0! | #DIV/0! | #DIV/0! | #DIV/0! | #DIV/0! |  | 0 | 0 | 0 |  | 9 | #DIV/0! | #DIV/0! | #DIV/0! | #DIV/0! | #DIV/0! | #DIV/0! | #DIV/0! | #DIV/0! | #DIV/0! | #DIV/0! | 1 | #DIV/0! | #DIV/0! | #DIV/0! | #DIV/0! | 0 | 0 | 0 | 1 | FALSE | FALSE | #DIV/0! | #DIV/0! | #DIV/0! | #DIV/0! | #DIV/0! | #DIV/0! | 1 | #DIV/0! | #DIV/0! | #DIV/0! | #DIV/0! | #DIV/0! | #DIV/0! | #DIV/0! | #DIV/0! | #DIV/0! | #DIV/0! | #DIV/0! | 1 | #DIV/0! | 1 | #DIV/0!
#DIV/0! | #DIV/0! | #DIV/0! | #DIV/0! | #DIV/0! | #DIV/0! |  | 0 | 0 | 0 |  | 9 | #DIV/0! | #DIV/0! | #DIV/0! | #DIV/0! | #DIV/0! | #DIV/0! | #DIV/0! | #DIV/0! | #DIV/0! | #DIV/0! | 1 | #DIV/0! | #DIV/0! | #DIV/0! | #DIV/0! | 0 | 0 | 0 | 1 | FALSE | FALSE | #DIV/0! | #DIV/0! | #DIV/0! | #DIV/0! | #DIV/0! | #DIV/0! | 1 | #DIV/0! | #DIV/0! | #DIV/0! | #DIV/0! | #DIV/0! | #DIV/0! | #DIV/0! | #DIV/0! | #DIV/0! | #DIV/0! | #DIV/0! | 1 | #DIV/0! | 1 | #DIV/0!
#DIV/0! | #DIV/0! | #DIV/0! | #DIV/0! | #DIV/0! | #DIV/0! |  | 0 | 0 | 0 |  | 9 | #DIV/0! | #DIV/0! | #DIV/0! | #DIV/0! | #DIV/0! | #DIV/0! | #DIV/0! | #DIV/0! | #DIV/0! | #DIV/0! | 1 | #DIV/0! | #DIV/0! | #DIV/0! | #DIV/0! | 0 | 0 | 0 | 1 | FALSE | FALSE | #DIV/0! | #DIV/0! | #DIV/0! | #DIV/0! | #DIV/0! | #DIV/0! | 1 | #DIV/0! | #DIV/0! | #DIV/0! | #DIV/0! | #DIV/0! | #DIV/0! | #DIV/0! | #DIV/0! | #DIV/0! | #DIV/0! | #DIV/0! | 1 | #DIV/0! | 1 | #DIV/0!
#DIV/0! | #DIV/0! | #DIV/0! | #DIV/0! | #DIV/0! | #DIV/0! |  | 0 | 0 | 0 |  | 9 | #DIV/0! | #DIV/0! | #DIV/0! | #DIV/0! | #DIV/0! | #DIV/0! | #DIV/0! | #DIV/0! | #DIV/0! | #DIV/0! | 1 | #DIV/0! | #DIV/0! | #DIV/0! | #DIV/0! | 0 | 0 | 0 | 1 | FALSE | FALSE | #DIV/0! | #DIV/0! | #DIV/0! | #DIV/0! | #DIV/0! | #DIV/0! | 1 | #DIV/0! | #DIV/0! | #DIV/0! | #DIV/0! | #DIV/0! | #DIV/0! | #DIV/0! | #DIV/0! | #DIV/0! | #DIV/0! | #DIV/0! | 1 | #DIV/0! | 1 | #DIV/0!
#DIV/0! | #DIV/0! | #DIV/0! | #DIV/0! | #DIV/0! | #DIV/0! |  | 0 | 0 | 0 |  | 9 | #DIV/0! | #DIV/0! | #DIV/0! | #DIV/0! | #DIV/0! | #DIV/0! | #DIV/0! | #DIV/0! | #DIV/0! | #DIV/0! | 1 | #DIV/0! | #DIV/0! | #DIV/0! | #DIV/0! | 0 | 0 | 0 | 1 | FALSE | FALSE | #DIV/0! | #DIV/0! | #DIV/0! | #DIV/0! | #DIV/0! | #DIV/0! | 1 | #DIV/0! | #DIV/0! | #DIV/0! | #DIV/0! | #DIV/0! | #DIV/0! | #DIV/0! | #DIV/0! | #DIV/0! | #DIV/0! | #DIV/0! | 1 | #DIV/0! | 1 | #DIV/0!
#DIV/0! | #DIV/0! | #DIV/0! | #DIV/0! | #DIV/0! | #DIV/0! |  | 0 | 0 | 0 |  | 9 | #DIV/0! | #DIV/0! | #DIV/0! | #DIV/0! | #DIV/0! | #DIV/0! | #DIV/0! | #DIV/0! | #DIV/0! | #DIV/0! | 1 | #DIV/0! | #DIV/0! | #DIV/0! | #DIV/0! | 0 | 0 | 0 | 1 | FALSE | FALSE | #DIV/0! | #DIV/0! | #DIV/0! | #DIV/0! | #DIV/0! | #DIV/0! | 1 | #DIV/0! | #DIV/0! | #DIV/0! | #DIV/0! | #DIV/0! | #DIV/0! | #DIV/0! | #DIV/0! | #DIV/0! | #DIV/0! | #DIV/0! | 1 | #DIV/0! | 1 | #DIV/0!
#DIV/0! | #DIV/0! | #DIV/0! | #DIV/0! | #DIV/0! | #DIV/0! |  | 0 | 0 | 0 |  | 9 | #DIV/0! | #DIV/0! | #DIV/0! | #DIV/0! | #DIV/0! | #DIV/0! | #DIV/0! | #DIV/0! | #DIV/0! | #DIV/0! | 1 | #DIV/0! | #DIV/0! | #DIV/0! | #DIV/0! | 0 | 0 | 0 | 1 | FALSE | FALSE | #DIV/0! | #DIV/0! | #DIV/0! | #DIV/0! | #DIV/0! | #DIV/0! | 1 | #DIV/0! | #DIV/0! | #DIV/0! | #DIV/0! | #DIV/0! | #DIV/0! | #DIV/0! | #DIV/0! | #DIV/0! | #DIV/0! | #DIV/0! | 1 | #DIV/0! | 1 | #DIV/0!
4. Schritt: nur stehende Module
#DIV/0! | 0 | 0 | 0 | 0 | #DIV/0! |  | 0 | 0 | 0 |  | #DIV/0! | #DIV/0! | #DIV/0! | #DIV/0! | #DIV/0! | #DIV/0! | #DIV/0! | #DIV/0! | #DIV/0! | #DIV/0! | 0 | #DIV/0! | 0 | 0 | 0 | 1 | 0 | 0 | 0 | 1 | FALSE | #DIV/0! | #DIV/0! | #DIV/0! | #DIV/0! | #DIV/0! | #DIV/0! | #DIV/0! | #DIV/0! | #DIV/0! | #DIV/0! | #DIV/0! | TRUE | #DIV/0! | #DIV/0! | #DIV/0! | #DIV/0! | #DIV/0! | #DIV/0! | #DIV/0! | 1 | #DIV/0! | 1 | #DIV/0!

## D-Serie (hidden)
| Planning Tool | [7 empty] | M.Dürr | [14 empty] | Max. Überstand Module über TR um 1/3 der M.Breite pro Seite (bei liegenden Modulen) |  |  | S60H: Minus nicht verwendbare Alubreite | Nominal-fläche | max. mögliche Modulfläche
2012-11-29
[14 empty] | Mastfeld | [6 empty] | Modulfeld
[9 empty] | min. | max. |  |  |  |  | D60H |  | D80 | D100 |  |  | 1 | 2 | 3 | 4 | 5 | 6 | 7 | 8 | 9 | 10 | 11 | 12 | 13 | 14 | 15 | 16
| Modul |  | M.Breite | 0 | mm |  |  |  | 1480 | 1680 |  |  |  | 1 | 3.7 |  | 3.7 | 4.3 |  |  | 2: Typ; 3: Modulfl.Breite ALT; 4: Modulfl.Breite f(TR,M.Breite); 5: Modulfl.Höhe ALT; 6: Modulfl.Höhe stehend; 7: Breite TR; 8: Modulfläche; 9: Modulfläche
|  |  | M.Höhe | 0 | mm |  |  |  | 670 | 1001 |  |  |  | 2 | 4.3 |  | 4.3 | 4.8 |  |  | 1: 1; 2: 8.5o.UK; 3: 5.1; 4: 5.1; 5: 1.7; 7: 2.8; 8: 8.5; 9: #DIV/0!
|  |  | M.Fläche | 0 | m² | [8 empty] | 3 | 5.3 |  | 5.3 | 5.3 |  |  | 1: 2; 2: 8.5m.UK; 3: 5.1; 4: 5.1; 5: 1.7; 7: 2.8; 8: 8.5; 9: #DIV/0!
[7 empty] | System-Nummer | [6 empty] | 4 | 6.3 |  | 6.3 | 6.3 |  |  | 2: 40NT; 3: 8.3; 4: 7.2; 5: 5.3; 7: 7.2; 8: 40
| Modulfläche |  | MF.Breite | 15800 | mm |  | 4 | [6 empty] | 5 | 8.3 |  | 8.3 | 8.3 |  |  | 2: S60H; 3: 13.1; 4: 13.1; 5: 3.4; 6: 2.556; 7: 13.1; 8: 41.6
|  |  | MF.Höhe | 3400 | mm | [15 empty] | 1: 3; 2: S70; 3: 15.8; 4: 15.8; 5: 3.4; 6: 2.556; 7: 15.8; 8: 53.4; 9: #DIV/0!
|  |  | TR.Breite | 15800 | mm | bar: 1 to 2; 4 to 5; 7; 9
|  |  | max. Fläche | #DIV/0! | m² | [15 empty] | 2: 3000NT; 3: 5.05; 4: 4.2; 5: 5.05; 7: 4.2; 8: 25
[6 empty] | Differenz zu Original-MF.Breite |  |  | max. zulässige Differenz zu TR-Breite | [11 empty] | 2: 3000HD; 3: 5.05; 4: 5.05; 5: 5.05; 7: 4.2; 8: 25
|  |  | Kompromiss MF.Breite:Tragrahmenbreite + 2*1/3 von Modulbreite | 15800 |  | 0 |  |  | 0 | [11 empty] | 2: 5000NT; 3: 8.3; 4: 7.2; 5: 5.3; 7: 7.2; 8: 40
|  |  | Kompromiss Modulflächen-Breite |  | mm | [15 empty] | 1: 5; 2: D60 H; 3: 8.3; 4: 7.5; 5: 5.3; 7: 7.5; 8: 40; 9: #DIV/0!
|  |  | Kompromiss Modulflächen-Höhe |  | mm |  |  | fixe Eintragung für zulässige, jedoch genehmigungspfl. Überschreitung der Höhe | [12 empty] | 1: 6; 2: D80; 3: 10.05; 4: 9.25; 5: 5.6; 7: 9.25; 8: 53; 9: #DIV/0!
[21 empty] | 7 | D100 | 11.95 | 10.8 | 6 |  | 10.8 | 70.6 | #DIV/0!
| Spalt zw. Modulen |  | Spalt | 6 | mm | bar: 1 to 2; 4 to 5; 7; 9
|  |  | Zugabe für Endwinkel |  | mm | bar: 1 to 2; 4 to 5; 7; 9
Prüfungen
Prüfung: Wenn die Spaltenanz. lieg. Sp. 2 beträgt, müssen diese Sp.außen liegen; d.h. die Anzahl von stehenden Spalten muss ungerade sein
mit Kompromiss
| Max. Anzahl Module stehend i.d. MF.Breite |  |  | 2623 | Stk. | 2623 | Stk. | [5 empty] | Prüfung: Die Anz. Spalten für liegend und stehend dürfen nicht beide ungerade sein | Prüfung: Wenn Modulbreite kleiner als Tabuzone, dürfen stehende Spalten nicht ungerade sein |  | Prüfung: es müssen mehr als zwei Spalten liegend sein (Befestigung am Tragrahmen-rand)
| Max. Anzahl Module liegend i.d. MF.Breite |  |  | 2634 | Stk. | 2634 | Stk.
| Max. Anzahl Module stehend i.d. MF.Höhe |  |  | 567 | Stk. | 567 | Stk. | [11 empty] | Kompromiss M.Fläche
| Max. Anzahl Module liegend i.d. MF.Höhe |  |  | 567 | Stk. | 567 | Stk. | [11 empty] | #DIV/0!
max. M.Fläche
#DIV/0!
|  |  |  | Liegend |  |  |  |  | Stehend | [9 empty] | Max. mögliche Fläche
|  |  | Anzahl | Spalten liegend | Module übereinander |  |  |  | Spalten stehend | Module übereinander | [8 empty] | #DIV/0!
[17 empty] | Module |  | Fläche | Favorit
| Alle Module liegend |  | 1 | 2634 | 567 | [7 empty] | 1 | 1 | 1 | 1 | 1493478 | 0 | #DIV/0! | #DIV/0!
| Alle Module stehend |  | 2 | [5 empty] | 2623 | 567 |  |  | 1 | 0 | 1 | 0 | 1487241 | 0 | #DIV/0! | #DIV/0!
| Test verschiedener Anz. Reihen stehend |  | 3 | 2632 | 567 |  |  |  | 1 | 567 |  |  | 1 | 0 | 1 | 1 | 1492911 | 0 | #DIV/0! | #DIV/0!
|  |  | 4 | 2631 | 567 |  |  | 1 | 2 | 567 |  |  | 1 | 1 | 1 | 1 | 1492911 | 0 | #DIV/0! | #DIV/0!
|  |  | 5 | 2630 | 567 |  |  | 2 | 3 | 567 |  |  | 1 | 0 | 1 | 1 | 1492911 | 0 | #DIV/0! | #DIV/0!
|  |  | 6 | 2629 | 567 |  |  | 3 | 4 | 567 |  |  | 1 | 1 | 1 | 1 | 1492911 | 0 | #DIV/0! | #DIV/0!
|  |  | 7 | 2628 | 567 |  |  | 4 | 5 | 567 |  |  | 1 | 0 | 1 | 1 | 1492911 | 0 | #DIV/0! | #DIV/0!
|  |  | 8 | 2627 | 567 |  |  | 5 | 6 | 567 |  |  | 1 | 1 | 1 | 1 | 1492911 | 0 | #DIV/0! | #DIV/0!
|  |  | 9 | 2626 | 567 |  |  | 6 | 7 | 567 |  |  | 1 | 0 | 1 | 1 | 1492911 | 0 | #DIV/0! | #DIV/0!
|  |  | 10 | 2625 | 567 |  |  | 7 | 8 | 567 |  |  | 1 | 1 | 1 | 1 | 1492911 | 0 | #DIV/0! | #DIV/0!
|  |  | 11 | 2624 | 567 |  |  | 8 | 9 | 567 |  |  | 1 | 0 | 1 | 1 | 1492911 | 0 | #DIV/0! | #DIV/0!
|  |  | 12 | 2623 | 567 |  |  | 9 | 10 | 567 |  |  | 1 | 1 | 1 | 1 | 1492911 | 0 | #DIV/0! | #DIV/0!
|  |  | 13 | 2622 | 567 |  |  | 10 | 11 | 567 |  |  | 1 | 0 | 1 | 1 | 1492911 | 0 | #DIV/0! | #DIV/0!
|  |  | 14 | 2621 | 567 |  |  | 11 | 12 | 567 |  |  | 1 | 1 | 1 | 1 | 1492911 | 0 | #DIV/0! | #DIV/0!
|  |  | 15 | 2620 | 567 |  |  | 12 | 13 | 567 |  |  | 1 | 0 | 1 | 1 | 1492911 | 0 | #DIV/0! | #DIV/0!
|  |  | 16 | 2619 | 567 |  |  | 13 | 14 | 567 |  |  | 1 | 1 | 1 | 1 | 1492911 | 0 | #DIV/0! | #DIV/0!
|  |  | 17 | 2618 | 567 |  |  | 14 | 15 | 567 |  |  | 1 | 0 | 1 | 1 | 1492911 | 0 | #DIV/0! | #DIV/0!
|  |  | 18 | [9 empty] | 1 | 1 | 1 | 0 |  | 0 | #DIV/0! | #DIV/0!
| Test mit verschiedenen Reihen liegend |  | 19 | 2634 | 567 |  |  |  | 0 | 567 |  |  | 1 | 1 | 1 | 1 | 1493478 | 0 | #DIV/0! | #DIV/0!
|  |  | 20 | 2633 | 567 |  |  |  | 1 | 567 |  |  | 0 | 0 | 1 | 1 | 1493478 | 0 | #DIV/0! | #DIV/0!
|  |  | 21 | 2632 | 567 |  |  |  | 2 | 567 |  |  | 1 | 1 | 1 | 1 | 1493478 | 0 | #DIV/0! | #DIV/0!
|  |  | 22 | 2631 | 567 |  |  |  | 3 | 567 |  |  | 0 | 0 | 1 | 1 | 1493478 | 0 | #DIV/0! | #DIV/0!
|  |  | 23 | 2630 | 567 |  |  |  | 4 | 567 |  |  | 1 | 1 | 1 | 1 | 1493478 | 0 | #DIV/0! | #DIV/0!
|  |  | 24 | 2629 | 567 |  |  |  | 5 | 567 |  |  | 0 | 0 | 1 | 1 | 1493478 | 0 | #DIV/0! | #DIV/0!
|  |  | 25 | 2628 | 567 |  |  |  | 6 | 567 |  |  | 1 | 1 | 1 | 1 | 1493478 | 0 | #DIV/0! | #DIV/0!
|  |  | 26 | [10 empty] | 1 | 1 | 0 |  | 0 | #DIV/0! | #DIV/0!
|  |  | 27 | 2634 | 567 |  |  |  | 0 | 566 |  |  | 1 | 1 | 1 | 1 | 1493478 | 0 | #DIV/0! | #DIV/0!
|  |  | 28 | 2633 | 567 |  |  |  | 1 | 566 |  |  | 0 | 0 | 1 | 1 | 1493477 | 0 | #DIV/0! | #DIV/0!
|  |  | 29 | 2632 | 567 |  |  |  | 2 | 566 |  |  | 1 | 1 | 1 | 1 | 1493476 | 0 | #DIV/0! | #DIV/0!
|  |  | 30 | 2631 | 567 |  |  |  | 3 | 566 |  |  | 0 | 0 | 1 | 1 | 1493475 | 0 | #DIV/0! | #DIV/0!
|  |  | 31 | 2630 | 567 |  |  |  | 4 | 566 |  |  | 1 | 1 | 1 | 1 | 1493474 | 0 | #DIV/0! | #DIV/0!
|  |  | 32 | 2629 | 567 |  |  |  | 5 | 566 |  |  | 0 | 0 | 1 | 1 | 1493473 | 0 | #DIV/0! | #DIV/0!
|  |  | 33 | 2628 | 567 |  |  |  | 6 | 566 |  |  | 1 | 1 | 1 | 1 | 1493472 | 0 | #DIV/0! | #DIV/0!
|  |  | 34 | [10 empty] | 1 | 1 | 0 |  | 0 | #DIV/0! | #DIV/0!
|  |  | 35 | 2634 | 567 |  |  |  | 0 | 565 |  |  | 1 | 1 | 1 | 1 | 1493478 | 0 | #DIV/0! | #DIV/0!
|  |  | 36 | 2633 | 567 |  |  |  | 1 | 565 |  |  | 0 | 0 | 1 | 1 | 1493476 | 0 | #DIV/0! | #DIV/0!
|  |  | 37 | 2632 | 567 |  |  |  | 2 | 565 |  |  | 1 | 1 | 1 | 1 | 1493474 | 0 | #DIV/0! | #DIV/0!
|  |  | 38 | 2631 | 567 |  |  |  | 3 | 565 |  |  | 0 | 0 | 1 | 1 | 1493472 | 0 | #DIV/0! | #DIV/0!
|  |  | 39 | 2630 | 567 |  |  |  | 4 | 565 |  |  | 1 | 1 | 1 | 1 | 1493470 | 0 | #DIV/0! | #DIV/0!
|  |  | 40 | 2629 | 567 |  |  |  | 5 | 565 |  |  | 0 | 0 | 1 | 1 | 1493468 | 0 | #DIV/0! | #DIV/0!
|  |  | 41 | 2628 | 567 |  |  |  | 6 | 565 |  |  | 1 | 1 | 1 | 1 | 1493466 | 0 | #DIV/0! | #DIV/0!
|  |  | 42 | [10 empty] | 1 | 1 | 0 |  | 0 | #DIV/0! | #DIV/0!
|  | Test Kompromiss Höhe | 1 | 2634 | 567 | [8 empty] | 1 | 1 | 1 |  | 0 | #DIV/0! | #DIV/0!
|  |  | 2 | 2633 | 567 | 1 | 566 | [5 empty] | 1 | 1 | 1 | 1 | 1493477 | 0 | #DIV/0! | #DIV/0!
|  |  | 3 | 2632 | 567 | 2 | 566 | [5 empty] | 1 | 1 | 1 | 1 | 1493476 | 0 | #DIV/0! | #DIV/0!
|  |  | 4 | 2631 | 567 | 3 | 566 | [5 empty] | 1 | 1 | 1 | 1 | 1493475 | 0 | #DIV/0! | #DIV/0!
|  |  | 5 | 2630 | 567 | 4 | 566 | [5 empty] | 1 | 1 | 1 | 1 | 1493474 | 0 | #DIV/0! | #DIV/0!
|  |  | 6 | 2629 | 567 | 5 | 566 | [5 empty] | 1 | 1 | 1 | 1 | 1493473 | 0 | #DIV/0! | #DIV/0!
|  |  | 7 | 2628 | 567 | 6 | 566 | [5 empty] | 1 | 1 | 1 | 1 | 1493472 | 0 | #DIV/0! | #DIV/0!
|  |  | 8 | [9 empty] | 1 | 1 | 1 | 0 | 0 | 0 | #DIV/0! | #DIV/0!
|  | nur liegend, reduzierte Fläche | 9 | 2634 | 567 | [7 empty] | 1 | 1 | 1 | 1 | 1493478 | 0 | #DIV/0! | #DIV/0!
|  |  | 10 | 2633 | 567 | [7 empty] | 1 | 1 | 1 | 1 | 1492911 | 0 | #DIV/0! | #DIV/0!
|  |  | 11 | 2632 | 567 | [7 empty] | 1 | 1 | 1 | 1 | 1492344 | 0 | #DIV/0! | #DIV/0!
|  |  | 12 | 2631 | 567 | [7 empty] | 1 | 1 | 1 | 1 | 1491777 | 0 | #DIV/0! | #DIV/0!
|  |  | 13 | 2630 | 567 | [7 empty] | 1 | 1 | 1 | 1 | 1491210 | 0 | #DIV/0! | #DIV/0!
|  |  | 14 | 2629 | 567 | [7 empty] | 1 | 1 | 1 | 1 | 1490643 | 0 | #DIV/0! | #DIV/0!
|  |  | 15 | 2628 | 567 | [7 empty] | 1 | 1 | 1 | 1 | 1490076 | 0 | #DIV/0! | #DIV/0!
|  |  | 16 | 2627 | 567 | [7 empty] | 1 | 1 | 1 | 1 | 1489509 | 0 | #DIV/0! | #DIV/0!
|  |  | 17 | 2626 | 567 | [7 empty] | 1 | 1 | 1 | 1 | 1488942 | 0 | #DIV/0! | #DIV/0!
|  |  | 18 | [9 empty] | 1 | 1 | 1 | 0 | 0 | 0 | #DIV/0! | #DIV/0!
|  |  | 19 | 2634 | 567 | [7 empty] | 1 | 1 | 1 | 1 | 1493478 | 0 | #DIV/0! | #DIV/0!
|  |  | 20 | 2634 | 566 | [7 empty] | 1 | 1 | 1 | 1 | 1490844 | 0 | #DIV/0! | #DIV/0!
|  |  | 21 | 2634 | 565 | [7 empty] | 1 | 1 | 1 | 1 | 1488210 | 0 | #DIV/0! | #DIV/0!
|  |  | 22 | 2634 | 564 | [7 empty] | 1 | 1 | 1 | 1 | 1485576 | 0 | #DIV/0! | #DIV/0!
|  |  | 23 | 2634 | 563 | [7 empty] | 1 | 1 | 1 | 1 | 1482942 | 0 | #DIV/0! | #DIV/0!
|  |  | 24 | 2634 | 562 | [7 empty] | 1 | 1 | 1 | 1 | 1480308 | 0 | #DIV/0! | #DIV/0!
|  |  | 25 | 2634 | 561 | [7 empty] | 1 | 1 | 1 | 1 | 1477674 | 0 | #DIV/0! | #DIV/0!
|  |  | 26 | 2634 | 560 | [7 empty] | 1 | 1 | 1 | 1 | 1475040 | 0 | #DIV/0! | #DIV/0!
|  |  | 27 | [9 empty] | 1 | 1 | 1 | 0 | 0 | 0 | #DIV/0! | #DIV/0!
|  | mit einer möglichen zusätzlichen stehenden Sp. | 28 | 2634 | 567 |  |  |  | 0 | 567 |  |  | 1 | 1 | 1 | 1 | 1493478 | 0 | #DIV/0! | #DIV/0!
|  |  | 29 | 2633 | 567 | 1 | 566 |  | 0 | 567 |  |  | 1 | 1 | 1 | 1 | 1493477 | 0 | #DIV/0! | #DIV/0!
|  |  | 30 | 2632 | 567 | 2 | 566 |  | 0 | 567 |  |  | 1 | 1 | 1 | 1 | 1493476 | 0 | #DIV/0! | #DIV/0!
|  |  | 31 | 2631 | 567 | 3 | 566 |  | 0 | 567 |  |  | 1 | 1 | 1 | 1 | 1493475 | 0 | #DIV/0! | #DIV/0!
|  |  | 32 | 2630 | 567 | 4 | 566 |  | 0 | 567 |  |  | 1 | 1 | 1 | 1 | 1493474 | 0 | #DIV/0! | #DIV/0!
|  |  | 33 | 2629 | 567 | 5 | 566 |  | 0 | 567 |  |  | 1 | 1 | 1 | 1 | 1493473 | 0 | #DIV/0! | #DIV/0!
|  |  | 34 | 0 | 0 | 6 | 0 |  | 1 | 567 |  |  | 1 | 0 | 1 | 0 | 0 | 0 | #DIV/0! | #DIV/0!
|  |  | 35 | [9 empty] | 1 | 1 | 1 | 0 | 0 | 0 | #DIV/0! | #DIV/0!
|  |  | 36 | [9 empty] | 1 | 1 | 1 | 0 | 0 | 0 | #DIV/0! | #DIV/0!
|  | Test Kompromiss Breite und Höhe | 37 | 2634 | 567 | [7 empty] | 1 | 1 | 1 | 1 | 1493478 | 0 | #DIV/0! | #DIV/0!
|  |  | 38 | 2633 | 567 | 1 | 566 | [5 empty] | 1 | 1 | 1 | 1 | 1493477 | 0 | #DIV/0! | #DIV/0!
|  |  | 39 | 2632 | 567 | 2 | 566 | [5 empty] | 1 | 1 | 1 | 1 | 1493476 | 0 | #DIV/0! | #DIV/0!
|  |  | 40 | 2631 | 567 | 3 | 566 | [5 empty] | 1 | 1 | 1 | 1 | 1493475 | 0 | #DIV/0! | #DIV/0!
|  |  | 41 | 2630 | 567 | 4 | 566 | [5 empty] | 1 | 1 | 1 | 1 | 1493474 | 0 | #DIV/0! | #DIV/0!
|  |  | 42 | 2629 | 567 | 5 | 566 | [5 empty] | 1 | 1 | 1 | 1 | 1493473 | 0 | #DIV/0! | #DIV/0!
|  |  | 43 | 2628 | 567 | 6 | 566 | [5 empty] | 1 | 1 | 1 | 1 | 1493472 | 0 | #DIV/0! | #DIV/0!
|  |  | 44 | [12 empty] | 0 |  | 0 |  | #DIV/0!
|  | mit einer möglichen zusätzlichen stehenden Sp. | 45 | 2634 | 567 |  |  |  | 0 | 567 |  |  | 1 | 1 | 1 | 1 | 1493478 | 0 | #DIV/0! | #DIV/0!
|  |  | 46 | 2633 | 567 | 1 | 566 |  | 0 | 567 |  |  | 1 | 1 | 1 | 1 | 1493477 | 0 | #DIV/0! | #DIV/0!
|  |  | 47 | 2632 | 567 | 2 | 566 |  | 0 | 567 |  |  | 1 | 1 | 1 | 1 | 1493476 | 0 | #DIV/0! | #DIV/0!
|  |  | 48 | 2631 | 567 | 3 | 566 |  | 0 | 567 |  |  | 1 | 1 | 1 | 1 | 1493475 | 0 | #DIV/0! | #DIV/0!
|  |  | 49 | 2630 | 567 | 4 | 566 |  | 0 | 567 |  |  | 1 | 1 | 1 | 1 | 1493474 | 0 | #DIV/0! | #DIV/0!
|  |  | 50 | 2629 | 567 | 5 | 566 |  | 0 | 567 |  |  | 1 | 1 | 1 | 1 | 1493473 | 0 | #DIV/0! | #DIV/0!
|  |  | 51 | 2628 | 567 | 6 | 566 |  | 0 | 567 |  |  | 1 | 1 | 1 | 1 | 1493472 | 0 | #DIV/0! | #DIV/0!
|  |  | 52 | [12 empty] | 0 |  | 0 |  | #DIV/0!
mit reduzierter Anzahl i.d. Höhe |  |  | 53 | [12 empty] | 0 |  | 0 |  | #DIV/0!
|  | Test Kompromiss Höhe | 54 | 2634 | 566 | [8 empty] | 1 | 1 | 1 |  | 0 | #DIV/0! | #DIV/0!
|  |  | 55 | 2633 | 566 | 1 | 565 | [5 empty] | 1 | 1 | 1 | 1 | 1490843 | 0 | #DIV/0! | #DIV/0!
|  |  | 56 | 2632 | 566 | 2 | 565 | [5 empty] | 1 | 1 | 1 | 1 | 1490842 | 0 | #DIV/0! | #DIV/0!
|  |  | 57 | 2631 | 566 | 3 | 565 | [5 empty] | 1 | 1 | 1 | 1 | 1490841 | 0 | #DIV/0! | #DIV/0!
|  |  | 58 | 2630 | 566 | 4 | 565 | [5 empty] | 1 | 1 | 1 | 1 | 1490840 | 0 | #DIV/0! | #DIV/0!
|  |  | 59 | 2629 | 566 | 5 | 565 | [5 empty] | 1 | 1 | 1 | 1 | 1490839 | 0 | #DIV/0! | #DIV/0!
|  |  | 60 | 2629 | 566 | 5 | 565 | [5 empty] | 1 | 1 | 1 | 1 | 1490839 | 0 | #DIV/0! | #DIV/0!
|  |  | 61 | [9 empty] | 1 | 1 | 1 | 0 | 0 | 0 | #DIV/0! | #DIV/0!
|  | mit einer möglichen zusätzlichen stehenden Sp. | 62 | 2634 | 566 |  |  |  | 0 | 567 |  |  | 1 | 1 | 1 | 1 | 1490844 | 0 | #DIV/0! | #DIV/0!
|  |  | 63 | 2633 | 566 | 1 | 565 |  | 0 | 567 |  |  | 1 | 1 | 1 | 1 | 1490843 | 0 | #DIV/0! | #DIV/0!
|  |  | 64 | 2632 | 566 | 2 | 565 |  | 0 | 567 |  |  | 1 | 1 | 1 | 1 | 1490842 | 0 | #DIV/0! | #DIV/0!
|  |  | 65 | 2631 | 566 | 3 | 565 |  | 0 | 567 |  |  | 1 | 1 | 1 | 1 | 1490841 | 0 | #DIV/0! | #DIV/0!
|  |  | 66 | 2630 | 566 | 4 | 565 |  | 0 | 567 |  |  | 1 | 1 | 1 | 1 | 1490840 | 0 | #DIV/0! | #DIV/0!
|  |  | 67 | 2629 | 566 | 5 | 565 |  | 0 | 567 |  |  | 1 | 1 | 1 | 1 | 1490839 | 0 | #DIV/0! | #DIV/0!
|  |  | 68 | 0 | 0 | 0 | 0 |  | 1 | 567 |  |  | 1 | 0 | 1 | 0 | 0 | 0 | #DIV/0! | #DIV/0!
mit reduzierter Anzahl i.d. Höhe |  |  | 69 | [12 empty] | 0 |  | 0 |  | #DIV/0!
|  | Test Kompromiss Höhe | 70 | 2634 | 566 | [8 empty] | 1 | 1 | 1 |  | 0 | #DIV/0! | #DIV/0!
|  |  | 71 | 2633 | 566 | 1 | 564 | [5 empty] | 1 | 1 | 1 | 1 | 1490842 | 0 | #DIV/0! | #DIV/0!
|  |  | 72 | 2632 | 566 | 2 | 564 | [5 empty] | 1 | 1 | 1 | 1 | 1490840 | 0 | #DIV/0! | #DIV/0!
|  |  | 73 | 2631 | 566 | 3 | 564 | [5 empty] | 1 | 1 | 1 | 1 | 1490838 | 0 | #DIV/0! | #DIV/0!
|  |  | 74 | 2630 | 566 | 4 | 564 | [5 empty] | 1 | 1 | 1 | 1 | 1490836 | 0 | #DIV/0! | #DIV/0!
|  |  | 75 | 2629 | 566 | 5 | 564 | [5 empty] | 1 | 1 | 1 | 1 | 1490834 | 0 | #DIV/0! | #DIV/0!
|  |  | 76 | 2629 | 566 | 5 | 564 | [5 empty] | 1 | 1 | 1 | 1 | 1490834 | 0 | #DIV/0! | #DIV/0!
|  |  | 77 | [9 empty] | 1 | 1 | 1 | 0 | 0 | 0 | #DIV/0! | #DIV/0!
|  | mit einer möglichen zusätzlichen stehenden Sp. | 78 | 2634 | 566 |  |  |  | 0 | 567 |  |  | 1 | 1 | 1 | 1 | 1490844 | 0 | #DIV/0! | #DIV/0!
|  |  | 79 | 2633 | 566 | 1 | 564 |  | 0 | 567 |  |  | 1 | 1 | 1 | 1 | 1490842 | 0 | #DIV/0! | #DIV/0!
|  |  | 80 | 2632 | 566 | 2 | 564 |  | 0 | 567 |  |  | 1 | 1 | 1 | 1 | 1490840 | 0 | #DIV/0! | #DIV/0!
|  |  | 81 | 2631 | 566 | 3 | 564 |  | 0 | 567 |  |  | 1 | 1 | 1 | 1 | 1490838 | 0 | #DIV/0! | #DIV/0!
|  |  | 82 | 2630 | 566 | 4 | 564 |  | 0 | 567 |  |  | 1 | 1 | 1 | 1 | 1490836 | 0 | #DIV/0! | #DIV/0!
|  |  | 83 | 2629 | 566 | 5 | 564 |  | 0 | 567 |  |  | 1 | 1 | 1 | 1 | 1490834 | 0 | #DIV/0! | #DIV/0!
|  |  | 84 | 0 | 0 | 0 | 0 |  | 1 | 567 |  |  | 1 | 0 | 1 | 0 | 0 | 0 | #DIV/0! | #DIV/0!
|  |  | 85 | [12 empty] | 0 |  | 0 |  | #DIV/0!
|  | Test Kompromiss Breite und Höhe | 86 | 2634 | 567 | [7 empty] | 1 | 1 | 1 | 1 | 1493478 | 0 | #DIV/0! | #DIV/0!
|  |  | 87 | 2633 | 567 | 1 | 566 | [5 empty] | 1 | 1 | 1 | 1 | 1493477 | 0 | #DIV/0! | #DIV/0!
|  |  | 88 | 2632 | 567 | 2 | 566 | [5 empty] | 1 | 1 | 1 | 1 | 1493476 | 0 | #DIV/0! | #DIV/0!
|  |  | 89 | 2631 | 567 | 3 | 566 | [5 empty] | 1 | 1 | 1 | 1 | 1493475 | 0 | #DIV/0! | #DIV/0!
|  |  | 90 | 2630 | 567 | 4 | 566 | [5 empty] | 1 | 1 | 1 | 1 | 1493474 | 0 | #DIV/0! | #DIV/0!
|  |  | 91 | 2629 | 567 | 5 | 566 | [5 empty] | 1 | 1 | 1 | 1 | 1493473 | 0 | #DIV/0! | #DIV/0!
|  |  | 92 | 2628 | 567 | 6 | 566 | [5 empty] | 1 | 1 | 1 | 1 | 1493472 | 0 | #DIV/0! | #DIV/0!
|  |  | 93 | [12 empty] | 0 |  | 0 |  | #DIV/0!
|  | mit einer möglichen zusätzlichen stehenden Sp. | 94 | 2634 | 567 |  |  |  | 0 | 567 |  |  | 1 | 1 | 1 | 1 | 1493478 | 0 | #DIV/0! | #DIV/0!
|  |  | 95 | 2633 | 567 | 1 | 566 |  | 0 | 567 |  |  | 1 | 1 | 1 | 1 | 1493477 | 0 | #DIV/0! | #DIV/0!
|  |  | 96 | 2632 | 567 | 2 | 566 |  | 0 | 567 |  |  | 1 | 1 | 1 | 1 | 1493476 | 0 | #DIV/0! | #DIV/0!
|  |  | 97 | 2631 | 567 | 3 | 566 |  | 0 | 567 |  |  | 1 | 1 | 1 | 1 | 1493475 | 0 | #DIV/0! | #DIV/0!
|  |  | 98 | 2630 | 567 | 4 | 566 |  | 0 | 567 |  |  | 1 | 1 | 1 | 1 | 1493474 | 0 | #DIV/0! | #DIV/0!
|  |  | 99 | 2629 | 567 | 5 | 566 |  | 0 | 567 |  |  | 1 | 1 | 1 | 1 | 1493473 | 0 | #DIV/0! | #DIV/0!
|  |  | 100 | 2628 | 567 | 6 | 566 |  | 0 | 567 |  |  | 1 | 1 | 1 | 1 | 1493472 | 0 | #DIV/0! | #DIV/0!
|  |  | 101 | [9 empty] | 1 | 1 | 1 | 0 | 0 | 0 | #DIV/0! | #DIV/0!
|  | Test Berücksichtig. Kompromiss Breite | 102 | [5 empty] | 2623 | 567 |  |  | 1 | 0 | 1 | 0 | 1487241 | 0 | #DIV/0! | #DIV/0!
|  |  | 103 | [5 empty] | 2622 | 567 | 1 | 566 | 0 | 1 | 1 | 0 | 1487240 | 0 | #DIV/0! | #DIV/0!
|  |  | 104 | [5 empty] | 2621 | 567 | 2 | 566 | 0 | 0 | 1 | 0 | 1487239 | 0 | #DIV/0! | #DIV/0!
|  |  | 105 | [5 empty] | 2620 | 567 | 3 | 566 | 0 | 1 | 1 | 0 | 1487238 | 0 | #DIV/0! | #DIV/0!
|  |  | 106 | [5 empty] | 2619 | 567 | 4 | 566 | 0 | 0 | 1 | 0 | 1487237 | 0 | #DIV/0! | #DIV/0!
|  |  | 107 | [5 empty] | 2618 | 567 | 5 | 566 | 0 | 1 | 1 | 0 | 1487236 | 0 | #DIV/0! | #DIV/0!
|  |  | 108 | [5 empty] | 2617 | 567 | 6 | 566 | 0 | 0 | 1 | 0 | 1487235 | 0 | #DIV/0! | #DIV/0!
|  | Test Berücksichtig. Kompromiss Höhe | 109 | [5 empty] | 2623 | 567 |  |  | 0 | 0 | 1 | 0 | 1487241 | 0 | #DIV/0! | #DIV/0!
|  |  | 110 | [5 empty] | 2622 | 567 | 1 | 566 | 0 | 1 | 1 | 0 | 1487240 | 0 | #DIV/0! | #DIV/0!
|  |  | 111 | [5 empty] | 2621 | 567 | 2 | 566 | 0 | 0 | 1 | 0 | 1487239 | 0 | #DIV/0! | #DIV/0!
|  |  | 112 | [5 empty] | 2620 | 567 | 3 | 566 | 0 | 1 | 1 | 0 | 1487238 | 0 | #DIV/0! | #DIV/0!
|  |  | 113 | [5 empty] | 2619 | 567 | 4 | 566 | 0 | 0 | 1 | 0 | 1487237 | 0 | #DIV/0! | #DIV/0!
|  |  | 114 | [5 empty] | 2618 | 567 | 5 | 566 | 0 | 1 | 1 | 0 | 1487236 | 0 | #DIV/0! | #DIV/0!
|  | Test Berücksichtig. Kompromiss Breite und Höhe | 115 | [5 empty] | 2623 | 567 |  |  |  | 0 | 1 | 0 |  | 0 | #DIV/0! | #DIV/0!
|  |  | 116 | [5 empty] | 2622 | 567 | 1 | 566 | 0 | 1 | 1 | 0 | 1487240 | 0 | #DIV/0! | #DIV/0!
|  |  | 117 | [5 empty] | 2621 | 567 | 2 | 566 | 0 | 0 | 1 | 0 | 1487239 | 0 | #DIV/0! | #DIV/0!
|  |  | 118 | [5 empty] | 2620 | 567 | 3 | 566 | 0 | 1 | 1 | 0 | 1487238 | 0 | #DIV/0! | #DIV/0!
|  |  | 119 | [5 empty] | 2619 | 567 | 4 | 566 | 0 | 0 | 1 | 0 | 1487237 | 0 | #DIV/0! | #DIV/0!
|  |  | 120 | [5 empty] | 2618 | 567 | 5 | 566 | 0 | 1 | 1 | 0 | 1487236 | 0 | #DIV/0! | #DIV/0!
|  |  | 121 | [10 empty] | 1 | 1 | 0 |  | 0 | #DIV/0! | #DIV/0!
|  | Test der Kompromiss Breite und Höhe | 122 | 2632 | 567 |  |  |  | 1 | 567 |  |  | 1 | 0 | 1 | 1 | 1492911 | 0 | #DIV/0! | #DIV/0!
|  |  | 123 | 2631 | 567 |  |  | 1 | 2 | 567 |  |  | 1 | 1 | 1 | 1 | 1492911 | 0 | #DIV/0! | #DIV/0!
|  |  | 124 | 2630 | 567 |  |  | 2 | 3 | 567 |  |  | 1 | 0 | 1 | 1 | 1492911 | 0 | #DIV/0! | #DIV/0!
|  |  | 125 | 2629 | 567 |  |  | 3 | 4 | 567 |  |  | 1 | 1 | 1 | 1 | 1492911 | 0 | #DIV/0! | #DIV/0!
|  |  | 126 | 2628 | 567 |  |  | 4 | 5 | 567 |  |  | 1 | 0 | 1 | 1 | 1492911 | 0 | #DIV/0! | #DIV/0!
|  |  | 127 | 2627 | 567 |  |  | 5 | 6 | 567 |  |  | 1 | 1 | 1 | 1 | 1492911 | 0 | #DIV/0! | #DIV/0!
|  |  | 128 | 2626 | 567 |  |  | 6 | 7 | 567 |  |  | 1 | 0 | 1 | 1 | 1492911 | 0 | #DIV/0! | #DIV/0!
|  |  | 129 | 2625 | 567 |  |  | 7 | 8 | 567 |  |  | 1 | 1 | 1 | 1 | 1492911 | 0 | #DIV/0! | #DIV/0!
|  |  | 130 | 2624 | 567 |  |  | 8 | 9 | 567 |  |  | 1 | 0 | 1 | 1 | 1492911 | 0 | #DIV/0! | #DIV/0!
|  |  | 131 | 2623 | 567 |  |  | 9 | 10 | 567 |  |  | 1 | 1 | 1 | 1 | 1492911 | 0 | #DIV/0! | #DIV/0!
|  |  | 132 | 2622 | 567 |  |  | 10 | 11 | 567 |  |  | 1 | 0 | 1 | 1 | 1492911 | 0 | #DIV/0! | #DIV/0!
|  |  | 133 | 2621 | 567 |  |  | 11 | 12 | 567 |  |  | 1 | 1 | 1 | 1 | 1492911 | 0 | #DIV/0! | #DIV/0!
|  |  | 134 | 2620 | 567 |  |  | 12 | 13 | 567 |  |  | 1 | 0 | 1 | 1 | 1492911 | 0 | #DIV/0! | #DIV/0!
|  |  | 135 | 2619 | 567 |  |  | 13 | 14 | 567 |  |  | 1 | 1 | 1 | 1 | 1492911 | 0 | #DIV/0! | #DIV/0!
|  |  | 136 | 2618 | 567 |  |  | 14 | 15 | 567 |  |  | 1 | 0 | 1 | 1 | 1492911 | 0 | #DIV/0! | #DIV/0!
|  |  | 137 | [10 empty] | 1 | 1 | 0 |  | 0 | #DIV/0! | #DIV/0!
|  | Test der Kompromiss Breite und Höhe | 138 | 2632 | 567 |  |  |  | 1 | 566 |  |  | 1 | 0 | 1 | 1 | 1492910 | 0 | #DIV/0! | #DIV/0!
|  |  | 139 | 2631 | 567 |  |  | 1 | 2 | 566 |  |  | 1 | 1 | 1 | 1 | 1492909 | 0 | #DIV/0! | #DIV/0!
|  |  | 140 | 2630 | 567 |  |  | 2 | 3 | 566 |  |  | 1 | 0 | 1 | 1 | 1492908 | 0 | #DIV/0! | #DIV/0!
|  |  | 141 | 2629 | 567 |  |  | 3 | 4 | 566 |  |  | 1 | 1 | 1 | 1 | 1492907 | 0 | #DIV/0! | #DIV/0!
|  |  | 142 | 2628 | 567 |  |  | 4 | 5 | 566 |  |  | 1 | 0 | 1 | 1 | 1492906 | 0 | #DIV/0! | #DIV/0!
|  |  | 143 | 2627 | 567 |  |  | 5 | 6 | 566 |  |  | 1 | 1 | 1 | 1 | 1492905 | 0 | #DIV/0! | #DIV/0!
|  |  | 144 | 2626 | 567 |  |  | 6 | 7 | 566 |  |  | 1 | 0 | 1 | 1 | 1492904 | 0 | #DIV/0! | #DIV/0!
|  |  | 145 | 2625 | 567 |  |  | 7 | 8 | 566 |  |  | 1 | 1 | 1 | 1 | 1492903 | 0 | #DIV/0! | #DIV/0!
|  |  | 146 | 2624 | 567 |  |  | 8 | 9 | 566 |  |  | 1 | 0 | 1 | 1 | 1492902 | 0 | #DIV/0! | #DIV/0!
|  |  | 147 | 2623 | 567 |  |  | 9 | 10 | 566 |  |  | 1 | 1 | 1 | 1 | 1492901 | 0 | #DIV/0! | #DIV/0!
|  |  | 148 | 2622 | 567 |  |  | 10 | 11 | 566 |  |  | 1 | 0 | 1 | 1 | 1492900 | 0 | #DIV/0! | #DIV/0!
|  |  | 149 | 2621 | 567 |  |  | 11 | 12 | 566 |  |  | 1 | 1 | 1 | 1 | 1492899 | 0 | #DIV/0! | #DIV/0!
|  |  | 150 | 2620 | 567 |  |  | 12 | 13 | 566 |  |  | 1 | 0 | 1 | 1 | 1492898 | 0 | #DIV/0! | #DIV/0!
|  |  | 151 | 2619 | 567 |  |  | 13 | 14 | 566 |  |  | 1 | 1 | 1 | 1 | 1492897 | 0 | #DIV/0! | #DIV/0!
|  |  | 152 | 2618 | 567 |  |  | 14 | 15 | 566 |  |  | 1 | 0 | 1 | 1 | 1492896 | 0 | #DIV/0! | #DIV/0!
|  |  | 153 | [10 empty] | 1 | 1 | 0 |  | 0 | #DIV/0! | #DIV/0!
|  | Test der Kompromiss Breite und Höhe | 154 | 2632 | 567 |  |  |  | 1 | 565 |  |  | 1 | 0 | 1 | 1 | 1492909 | 0 | #DIV/0! | #DIV/0!
|  |  | 155 | 2631 | 567 |  |  | 1 | 2 | 565 |  |  | 1 | 1 | 1 | 1 | 1492907 | 0 | #DIV/0! | #DIV/0!
|  |  | 156 | 2630 | 567 |  |  | 2 | 3 | 565 |  |  | 1 | 0 | 1 | 1 | 1492905 | 0 | #DIV/0! | #DIV/0!
|  |  | 157 | 2629 | 567 |  |  | 3 | 4 | 565 |  |  | 1 | 1 | 1 | 1 | 1492903 | 0 | #DIV/0! | #DIV/0!
|  |  | 158 | 2628 | 567 |  |  | 4 | 5 | 565 |  |  | 1 | 0 | 1 | 1 | 1492901 | 0 | #DIV/0! | #DIV/0!
|  |  | 159 | 2627 | 567 |  |  | 5 | 6 | 565 |  |  | 1 | 1 | 1 | 1 | 1492899 | 0 | #DIV/0! | #DIV/0!
|  |  | 160 | 2626 | 567 |  |  | 6 | 7 | 565 |  |  | 1 | 0 | 1 | 1 | 1492897 | 0 | #DIV/0! | #DIV/0!
|  |  | 161 | 2625 | 567 |  |  | 7 | 8 | 565 |  |  | 1 | 1 | 1 | 1 | 1492895 | 0 | #DIV/0! | #DIV/0!
|  |  | 162 | 2624 | 567 |  |  | 8 | 9 | 565 |  |  | 1 | 0 | 1 | 1 | 1492893 | 0 | #DIV/0! | #DIV/0!
|  |  | 163 | 2623 | 567 |  |  | 9 | 10 | 565 |  |  | 1 | 1 | 1 | 1 | 1492891 | 0 | #DIV/0! | #DIV/0!
|  |  | 164 | 2622 | 567 |  |  | 10 | 11 | 565 |  |  | 1 | 0 | 1 | 1 | 1492889 | 0 | #DIV/0! | #DIV/0!
|  |  | 165 | 2621 | 567 |  |  | 11 | 12 | 565 |  |  | 1 | 1 | 1 | 1 | 1492887 | 0 | #DIV/0! | #DIV/0!
|  |  | 166 | 2620 | 567 |  |  | 12 | 13 | 565 |  |  | 1 | 0 | 1 | 1 | 1492885 | 0 | #DIV/0! | #DIV/0!
|  |  | 167 | 2619 | 567 |  |  | 13 | 14 | 565 |  |  | 1 | 1 | 1 | 1 | 1492883 | 0 | #DIV/0! | #DIV/0!
|  |  | 168 | 2618 | 567 |  |  | 14 | 15 | 565 |  |  | 1 | 0 | 1 | 1 | 1492881 | 0 | #DIV/0! | #DIV/0!
|  |  |  | Liegend |  |  |  |  | Stehend
|  |  |  | Spalten liegend | Module übereinander |  |  |  | Spalten stehend | Module übereinander
[17 empty] | Module |  | Fläche
|  | Resultat |  | #DIV/0! | #DIV/0! | #DIV/0! | #DIV/0! |  | #DIV/0! | #DIV/0! | #DIV/0! | #DIV/0! | #DIV/0! |  |  |  | #DIV/0! |  | #DIV/0! | #DIV/0!
|  |  |  | 2 | 3 | 4 | 5 |  | 7 | 8 | 9 | 10 | 11 |  |  |  | 15
|  | Resultat |  | #DIV/0! | #DIV/0! | #DIV/0! | #DIV/0! |  | #DIV/0! | #DIV/0! | #DIV/0! | #DIV/0! | #DIV/0! |  |  |  | #DIV/0! |  | #DIV/0! | #DIV/0!
|  |  |  | 2 | 3 | 4 | 5 |  | 7 | 8 | 9 | 10 | 11 |  |  |  | 15
|  | Finaler Favorit |  | #DIV/0! | #DIV/0! | #DIV/0! | #DIV/0! | #DIV/0! | #DIV/0! | #DIV/0! | #DIV/0! | #DIV/0! | #DIV/0! |  |  |  | #DIV/0! |  | #DIV/0!

## S-Serie (hidden)
|  |  | Modul |  | M.Länge | 0 | mm
[5 empty] | M.Breite | 0 | mm
[5 empty] | M.Fläche | 0 | m²
System-Nummer
|  |  | Modulfläche |  | MF.Breite stehend | 15800 | mm | stehende Module am Rand | 4
[5 empty] | MF.Breite liegend | 15800 | mm | liegende Module am Rand
[5 empty] | MF.Höhe stehend | 2556 | mm | stehende Module am Rand
[5 empty] | MF.Höhe liegend | 3400 | mm | liegende Module am Rand
[5 empty] | TR.Breite | 15800 | mm
[5 empty] | max. Fläche | #DIV/0! | m²
[5 empty] | Tabuzone | 280 | mm
|  |  | Spalt zw. Modulen |  | Spalt | 6 | mm
|  |  | Max. Anzahl Module stehend i.d. MF.Breite |  |  | 2634 | Stk.
|  |  | Max. Anzahl Module liegend i.d. MF.Breite |  |  | 2634 | Stk.
[12 empty] | Prüfung: Die Anz. Spalten für liegend und stehend dürfen nicht beide ungerade sein | Prüfung: Wenn Modulbreite kleiner als Tabuzone und Modulanzahl liegender kleiner 2, dürfen stehende Spalten nicht ungerade sein | Prüfung: Wenn keine liegenden Spalten, darf die Anzahl stehender Spalten nicht ungerade sein
|  |  | Max. Anzahl Module stehend i.d. MF.Höhe |  |  | 427 | Stk.
|  |  | Max. Anzahl Module liegend i.d. MF.Höhe |  |  | 567 | Stk.
|  |  | Liegend |  |  |  |  | Stehend
|  | Anzahl | Spalten liegend | Module übereinander |  |  |  | Spalten stehend | Module übereinander | [5 empty] | Module |  | Fläche | Favorit
reduzierte Fläche
| stehend | 1 | [5 empty] | 2634 | 427 |  |  | 1 | 1 | 0 | 1124718 | 0 | #DIV/0! | #DIV/0!
|  | 2 | [5 empty] | 2633 | 427 |  |  | 1 | 0 | 1 | 1124291 | 0 | #DIV/0! | #DIV/0!
|  | 3 | [5 empty] | 2632 | 427 |  |  | 1 | 1 | 0 | 1123864 | 0 | #DIV/0! | #DIV/0!
|  | 4 | [5 empty] | 2631 | 427 |  |  | 1 | 0 | 1 | 1123437 | 0 | #DIV/0! | #DIV/0!
|  | 5 | [5 empty] | 2630 | 427 |  |  | 1 | 1 | 0 | 1123010 | 0 | #DIV/0! | #DIV/0!
|  | 6 | [5 empty] | 2629 | 427 |  |  | 1 | 0 | 1 | 1122583 | 0 | #DIV/0! | #DIV/0!
|  | 7 | [5 empty] | 2628 | 427 |  |  | 1 | 1 | 0 | 1122156 | 0 | #DIV/0! | #DIV/0!
|  | 8 | [5 empty] | 2627 | 427 |  |  | 1 | 0 | 1 | 1121729 | 0 | #DIV/0! | #DIV/0!
|  | 9 | [5 empty] | 2626 | 427 |  |  | 1 | 1 | 0 | 1121302 | 0 | #DIV/0! | #DIV/0!
|  | 10 | [5 empty] | 2625 | 427 |  |  | 1 | 0 | 1 | 1120875 | 0 | #DIV/0! | #DIV/0!
|  | 11 | [5 empty] | 2624 | 427 |  |  | 1 | 1 | 0 | 1120448 | 0 | #DIV/0! | #DIV/0!
|  | 12 | [5 empty] | 2623 | 427 |  |  | 1 | 0 | 1 | 1120021 | 0 | #DIV/0! | #DIV/0!
|  | 13 | [5 empty] | 2622 | 427 |  |  | 1 | 1 | 0 | 1119594 | 0 | #DIV/0! | #DIV/0!
|  | 14 | [5 empty] | 2621 | 427 |  |  | 1 | 0 | 1 | 1119167 | 0 | #DIV/0! | #DIV/0!
|  | 15 | [5 empty] | 2620 | 427 |  |  | 1 | 1 | 0 | 1118740 | 0 | #DIV/0! | #DIV/0!
|  | 16 | [5 empty] | 2619 | 427 |  |  | 1 | 0 | 1 | 1118313 | 0 | #DIV/0! | #DIV/0!
|  | 17 | [5 empty] | 2618 | 427 |  |  | 1 | 1 | 0 | 1117886 | 0 | #DIV/0! | #DIV/0!
|  | 18 | [5 empty] | 2617 | 427 |  |  | 1 | 0 | 1 | 1117459 | 0 | #DIV/0! | #DIV/0!
|  | 19 | [5 empty] | 2616 | 427 |  |  | 1 | 1 | 0 | 1117032 | 0 | #DIV/0! | #DIV/0!
|  | 20 | [5 empty] | 2615 | 427 |  |  | 1 | 0 | 1 | 1116605 | 0 | #DIV/0! | #DIV/0!
|  | 21 | [5 empty] | 2614 | 427 |  |  | 1 | 1 | 0 | 1116178 | 0 | #DIV/0! | #DIV/0!
|  | 22 | [9 empty] | 1 | 1 | 0 | 0 | 0 | #DIV/0! | #DIV/0!
|  | 23 | [5 empty] | 2634 | 427 |  |  | 1 | 1 | 0 | 1124718 | 0 | #DIV/0! | #DIV/0!
|  | 24 | [5 empty] | 2634 | 426 |  |  | 1 | 1 | 0 | 1122084 | 0 | #DIV/0! | #DIV/0!
|  | 25 | [5 empty] | 2634 | 425 |  |  | 1 | 1 | 0 | 1119450 | 0 | #DIV/0! | #DIV/0!
|  | 26 | [5 empty] | 2634 | 424 |  |  | 1 | 1 | 0 | 1116816 | 0 | #DIV/0! | #DIV/0!
|  | 27 | [5 empty] | 2634 | 423 |  |  | 1 | 1 | 0 | 1114182 | 0 | #DIV/0! | #DIV/0!
|  | 28 | [9 empty] | 1 | 1 | 0 | 0 | 0 | #DIV/0! | #DIV/0!
| liegend | 29 | 2634 | 567 | [7 empty] | 1 | 1 | 1 | 1493478 | 0 | #DIV/0! | #DIV/0!
|  | 30 | 2633 | 567 | [7 empty] | 1 | 1 | 1 | 1492911 | 0 | #DIV/0! | #DIV/0!
|  | 31 | 2632 | 567 | [7 empty] | 1 | 1 | 1 | 1492344 | 0 | #DIV/0! | #DIV/0!
|  | 32 | 2631 | 567 | [7 empty] | 1 | 1 | 1 | 1491777 | 0 | #DIV/0! | #DIV/0!
|  | 33 | 2630 | 567 | [7 empty] | 1 | 1 | 1 | 1491210 | 0 | #DIV/0! | #DIV/0!
|  | 34 | 2629 | 567 | [7 empty] | 1 | 1 | 1 | 1490643 | 0 | #DIV/0! | #DIV/0!
|  | 35 | 2628 | 567 | [7 empty] | 1 | 1 | 1 | 1490076 | 0 | #DIV/0! | #DIV/0!
|  | 36 | 2627 | 567 | [7 empty] | 1 | 1 | 1 | 1489509 | 0 | #DIV/0! | #DIV/0!
|  | 37 | 2626 | 567 | [7 empty] | 1 | 1 | 1 | 1488942 | 0 | #DIV/0! | #DIV/0!
|  | 38 | 2625 | 567 | [7 empty] | 1 | 1 | 1 | 1488375 | 0 | #DIV/0! | #DIV/0!
|  | 39 | 2624 | 567 | [7 empty] | 1 | 1 | 1 | 1487808 | 0 | #DIV/0! | #DIV/0!
|  | 40 | 2623 | 567 | [7 empty] | 1 | 1 | 1 | 1487241 | 0 | #DIV/0! | #DIV/0!
|  | 41 | 2622 | 567 | [7 empty] | 1 | 1 | 1 | 1486674 | 0 | #DIV/0! | #DIV/0!
|  | 42 | 2621 | 567 | [7 empty] | 1 | 1 | 1 | 1486107 | 0 | #DIV/0! | #DIV/0!
|  | 43 | 2620 | 567 | [7 empty] | 1 | 1 | 1 | 1485540 | 0 | #DIV/0! | #DIV/0!
|  | 44 | [9 empty] | 1 | 1 | 0 | 0 | 0 | #DIV/0! | #DIV/0!
|  | 45 | 2634 | 567 | [7 empty] | 1 | 1 | 1 | 1493478 | 0 | #DIV/0! | #DIV/0!
|  | 46 | 2634 | 566 | [7 empty] | 1 | 1 | 1 | 1490844 | 0 | #DIV/0! | #DIV/0!
|  | 47 | 2634 | 565 | [7 empty] | 1 | 1 | 1 | 1488210 | 0 | #DIV/0! | #DIV/0!
|  | 48 | 2634 | 564 | [7 empty] | 1 | 1 | 1 | 1485576 | 0 | #DIV/0! | #DIV/0!
|  | 49 | 2634 | 563 | [7 empty] | 1 | 1 | 1 | 1482942 | 0 | #DIV/0! | #DIV/0!
|  | 50 | [10 empty] | 1 | 0 | 0 | 0 |  | #DIV/0!
zusätzliche stehende Spalte |  | 51 | [5 empty] | 2633 | 427 | 1 | 426 | 0 | 1 | 0 | 1124717 | 0 | #DIV/0! | #DIV/0!
|  | 52 | [5 empty] | 2632 | 427 | 2 | 426 | 1 | 1 | 0 | 1124716 | 0 | #DIV/0! | #DIV/0!
|  | 53 | [5 empty] | 2631 | 427 | 3 | 426 | 0 | 1 | 0 | 1124715 | 0 | #DIV/0! | #DIV/0!
|  | 54 | [5 empty] | 2630 | 427 | 4 | 426 | 1 | 1 | 0 | 1124714 | 0 | #DIV/0! | #DIV/0!
|  | 55 | [5 empty] | 2629 | 427 | 5 | 426 | 0 | 1 | 0 | 1124713 | 0 | #DIV/0! | #DIV/0!
|  | 56 | [5 empty] | 2628 | 427 | 6 | 426 | 1 | 1 | 0 | 1124712 | 0 | #DIV/0! | #DIV/0!
|  | 57 | [5 empty] | 2627 | 427 | 7 | 426 | 0 | 1 | 0 | 1124711 | 0 | #DIV/0! | #DIV/0!
|  | 58 | [5 empty] | 2626 | 427 | 8 | 426 | 1 | 1 | 0 | 1124710 | 0 | #DIV/0! | #DIV/0!
|  | 59 | [5 empty] | 2625 | 427 | 9 | 426 | 0 | 1 | 0 | 1124709 | 0 | #DIV/0! | #DIV/0!
|  | 60 | [5 empty] | 2624 | 427 | 10 | 426 | 1 | 1 | 0 | 1124708 | 0 | #DIV/0! | #DIV/0!
|  | 61 | [5 empty] | 2623 | 427 | 11 | 426 | 0 | 1 | 0 | 1124707 | 0 | #DIV/0! | #DIV/0!
|  | 62 | [5 empty] | 2622 | 427 | 12 | 426 | 1 | 1 | 0 | 1124706 | 0 | #DIV/0! | #DIV/0!
|  | 63 | [5 empty] | 2621 | 427 | 13 | 426 | 0 | 1 | 0 | 1124705 | 0 | #DIV/0! | #DIV/0!
|  | 64 | [5 empty] | 2620 | 427 | 14 | 426 | 1 | 1 | 0 | 1124704 | 0 | #DIV/0! | #DIV/0!
|  | 65 | [5 empty] | 2619 | 427 | 15 | 426 | 0 | 1 | 0 | 1124703 | 0 | #DIV/0! | #DIV/0!
|  | 66 | [5 empty] | 2618 | 427 | 16 | 426 | 1 | 1 | 0 | 1124702 | 0 | #DIV/0! | #DIV/0!
|  | 67 | [5 empty] | 2617 | 427 | 17 | 426 | 0 | 1 | 0 | 1124701 | 0 | #DIV/0! | #DIV/0!
|  | 68 | [5 empty] | 2616 | 427 | 18 | 426 | 1 | 1 | 0 | 1124700 | 0 | #DIV/0! | #DIV/0!
|  | 69 | [5 empty] | 2615 | 427 | 19 | 426 | 0 | 1 | 0 | 1124699 | 0 | #DIV/0! | #DIV/0!
|  | 70 | [5 empty] | 2614 | 427 | 20 | 426 | 1 | 1 | 0 | 1124698 | 0 | #DIV/0! | #DIV/0!
|  | 71 | [9 empty] | 1 | 1 | 0 | 0 | 0 | #DIV/0! | #DIV/0!
| reduzierte Fläche | 72 | [5 empty] | 2632 | 427 | 1 | 426 | 1 | 0 | 1 | 1124290 | 0 | #DIV/0! | #DIV/0!
| 1 Spalte | 73 | [5 empty] | 2631 | 427 | 2 | 426 | 1 | 0 | 1 | 1124289 | 0 | #DIV/0! | #DIV/0!
|  | 74 | [5 empty] | 2630 | 427 | 3 | 426 | 1 | 0 | 1 | 1124288 | 0 | #DIV/0! | #DIV/0!
|  | 75 | [5 empty] | 2629 | 427 | 4 | 426 | 1 | 0 | 1 | 1124287 | 0 | #DIV/0! | #DIV/0!
|  | 76 | [5 empty] | 2628 | 427 | 5 | 426 | 1 | 0 | 1 | 1124286 | 0 | #DIV/0! | #DIV/0!
|  | 77 | [5 empty] | 2627 | 427 | 6 | 426 | 1 | 0 | 1 | 1124285 | 0 | #DIV/0! | #DIV/0!
|  | 78 | [5 empty] | 2626 | 427 | 7 | 426 | 1 | 0 | 1 | 1124284 | 0 | #DIV/0! | #DIV/0!
|  | 79 | [5 empty] | 2625 | 427 | 8 | 426 | 1 | 0 | 1 | 1124283 | 0 | #DIV/0! | #DIV/0!
|  | 80 | [5 empty] | 2624 | 427 | 9 | 426 | 1 | 0 | 1 | 1124282 | 0 | #DIV/0! | #DIV/0!
|  | 81 | [5 empty] | 2623 | 427 | 10 | 426 | 1 | 0 | 1 | 1124281 | 0 | #DIV/0! | #DIV/0!
|  | 82 | [5 empty] | 2622 | 427 | 11 | 426 | 1 | 0 | 1 | 1124280 | 0 | #DIV/0! | #DIV/0!
|  | 83 | [5 empty] | 2621 | 427 | 12 | 426 | 1 | 0 | 1 | 1124279 | 0 | #DIV/0! | #DIV/0!
|  | 84 | [5 empty] | 2620 | 427 | 13 | 426 | 1 | 0 | 1 | 1124278 | 0 | #DIV/0! | #DIV/0!
|  | 85 | [5 empty] | 2619 | 427 | 14 | 426 | 1 | 0 | 1 | 1124277 | 0 | #DIV/0! | #DIV/0!
|  | 86 | [5 empty] | 2618 | 427 | 15 | 426 | 1 | 0 | 1 | 1124276 | 0 | #DIV/0! | #DIV/0!
|  | 87 | [5 empty] | 2617 | 427 | 16 | 426 | 1 | 0 | 1 | 1124275 | 0 | #DIV/0! | #DIV/0!
|  | 88 | [5 empty] | 2616 | 427 | 17 | 426 | 1 | 0 | 1 | 1124274 | 0 | #DIV/0! | #DIV/0!
|  | 89 | [5 empty] | 2615 | 427 | 18 | 426 | 1 | 0 | 1 | 1124273 | 0 | #DIV/0! | #DIV/0!
|  | 90 | [5 empty] | 2614 | 427 | 19 | 426 | 1 | 0 | 1 | 1124272 | 0 | #DIV/0! | #DIV/0!
|  | 91 | [5 empty] | 2613 | 427 | 20 | 426 | 1 | 0 | 1 | 1124271 | 0 | #DIV/0! | #DIV/0!
|  | 92 | [9 empty] | 1 | 1 | 0 | 0 | 0 | #DIV/0! | #DIV/0!
| 2 Spalten | 93 | [5 empty] | 2631 | 427 | 1 | 426 | 0 | 1 | 0 | 1123863 | 0 | #DIV/0! | #DIV/0!
|  | 94 | [5 empty] | 2630 | 427 | 2 | 426 | 1 | 1 | 0 | 1123862 | 0 | #DIV/0! | #DIV/0!
|  | 95 | [5 empty] | 2629 | 427 | 3 | 426 | 0 | 1 | 0 | 1123861 | 0 | #DIV/0! | #DIV/0!
|  | 96 | [5 empty] | 2628 | 427 | 4 | 426 | 1 | 1 | 0 | 1123860 | 0 | #DIV/0! | #DIV/0!
|  | 97 | [5 empty] | 2627 | 427 | 5 | 426 | 0 | 1 | 0 | 1123859 | 0 | #DIV/0! | #DIV/0!
|  | 98 | [5 empty] | 2626 | 427 | 6 | 426 | 1 | 1 | 0 | 1123858 | 0 | #DIV/0! | #DIV/0!
|  | 99 | [5 empty] | 2625 | 427 | 7 | 426 | 0 | 1 | 0 | 1123857 | 0 | #DIV/0! | #DIV/0!
|  | 100 | [5 empty] | 2624 | 427 | 8 | 426 | 1 | 1 | 0 | 1123856 | 0 | #DIV/0! | #DIV/0!
|  | 101 | [5 empty] | 2623 | 427 | 9 | 426 | 0 | 1 | 0 | 1123855 | 0 | #DIV/0! | #DIV/0!
|  | 102 | [5 empty] | 2622 | 427 | 10 | 426 | 1 | 1 | 0 | 1123854 | 0 | #DIV/0! | #DIV/0!
|  | 103 | [5 empty] | 2621 | 427 | 11 | 426 | 0 | 1 | 0 | 1123853 | 0 | #DIV/0! | #DIV/0!
|  | 104 | [5 empty] | 2620 | 427 | 12 | 426 | 1 | 1 | 0 | 1123852 | 0 | #DIV/0! | #DIV/0!
|  | 105 | [5 empty] | 2619 | 427 | 13 | 426 | 0 | 1 | 0 | 1123851 | 0 | #DIV/0! | #DIV/0!
|  | 106 | [5 empty] | 2618 | 427 | 14 | 426 | 1 | 1 | 0 | 1123850 | 0 | #DIV/0! | #DIV/0!
|  | 107 | [5 empty] | 2617 | 427 | 15 | 426 | 0 | 1 | 0 | 1123849 | 0 | #DIV/0! | #DIV/0!
|  | 108 | [5 empty] | 2616 | 427 | 16 | 426 | 1 | 1 | 0 | 1123848 | 0 | #DIV/0! | #DIV/0!
|  | 109 | [5 empty] | 2615 | 427 | 17 | 426 | 0 | 1 | 0 | 1123847 | 0 | #DIV/0! | #DIV/0!
|  | 110 | [5 empty] | 2614 | 427 | 18 | 426 | 1 | 1 | 0 | 1123846 | 0 | #DIV/0! | #DIV/0!
|  | 111 | [5 empty] | 2613 | 427 | 19 | 426 | 0 | 1 | 0 | 1123845 | 0 | #DIV/0! | #DIV/0!
|  | 112 | [5 empty] | 2612 | 427 | 20 | 426 | 1 | 1 | 0 | 1123844 | 0 | #DIV/0! | #DIV/0!
|  | 113 | [9 empty] | 1 | 1 | 0 | 0 | 0 | #DIV/0! | #DIV/0!
Stehende und liegende Spalten |  | 114 | 2634 | 567 |  |  |  | #DIV/0! | 427 |  |  | #DIV/0! | #DIV/0! | #DIV/0! | #DIV/0! | #DIV/0! | #DIV/0! | #DIV/0!
|  | 115 | 2633 | 567 |  |  |  | #DIV/0! | 427 |  |  | #DIV/0! | #DIV/0! | #DIV/0! | #DIV/0! | #DIV/0! | #DIV/0! | #DIV/0!
|  | 116 | 2632 | 567 |  |  |  | #DIV/0! | 427 |  |  | #DIV/0! | #DIV/0! | #DIV/0! | #DIV/0! | #DIV/0! | #DIV/0! | #DIV/0!
|  | 117 | 2631 | 567 |  |  |  | #DIV/0! | 427 |  |  | #DIV/0! | #DIV/0! | #DIV/0! | #DIV/0! | #DIV/0! | #DIV/0! | #DIV/0!
|  | 118 | 2630 | 567 |  |  |  | #DIV/0! | 427 |  |  | #DIV/0! | #DIV/0! | #DIV/0! | #DIV/0! | #DIV/0! | #DIV/0! | #DIV/0!
|  | 119 | 2629 | 567 |  |  |  | #DIV/0! | 427 |  |  | #DIV/0! | #DIV/0! | #DIV/0! | #DIV/0! | #DIV/0! | #DIV/0! | #DIV/0!
|  | 120 | 2628 | 567 |  |  |  | #DIV/0! | 427 |  |  | #DIV/0! | #DIV/0! | #DIV/0! | #DIV/0! | #DIV/0! | #DIV/0! | #DIV/0!
|  | 121 | 2627 | 567 |  |  |  | #DIV/0! | 427 |  |  | #DIV/0! | #DIV/0! | #DIV/0! | #DIV/0! | #DIV/0! | #DIV/0! | #DIV/0!
|  | 122 | 2626 | 567 |  |  |  | #DIV/0! | 427 |  |  | #DIV/0! | #DIV/0! | #DIV/0! | #DIV/0! | #DIV/0! | #DIV/0! | #DIV/0!
|  | 123 | 2625 | 567 |  |  |  | #DIV/0! | 427 |  |  | #DIV/0! | #DIV/0! | #DIV/0! | #DIV/0! | #DIV/0! | #DIV/0! | #DIV/0!
|  | 124 | 2624 | 567 |  |  |  | #DIV/0! | 427 |  |  | #DIV/0! | #DIV/0! | #DIV/0! | #DIV/0! | #DIV/0! | #DIV/0! | #DIV/0!
|  | 125 | 2623 | 567 |  |  |  | #DIV/0! | 427 |  |  | #DIV/0! | #DIV/0! | #DIV/0! | #DIV/0! | #DIV/0! | #DIV/0! | #DIV/0!
|  | 126 | 2622 | 567 |  |  |  | #DIV/0! | 427 |  |  | #DIV/0! | #DIV/0! | #DIV/0! | #DIV/0! | #DIV/0! | #DIV/0! | #DIV/0!
|  | 127 | 2621 | 567 |  |  |  | #DIV/0! | 427 |  |  | #DIV/0! | #DIV/0! | #DIV/0! | #DIV/0! | #DIV/0! | #DIV/0! | #DIV/0!
|  | 128 | 2620 | 567 |  |  |  | #DIV/0! | 427 |  |  | #DIV/0! | #DIV/0! | #DIV/0! | #DIV/0! | #DIV/0! | #DIV/0! | #DIV/0!
|  | 129 | 2619 | 567 |  |  |  | #DIV/0! | 427 |  |  | #DIV/0! | #DIV/0! | #DIV/0! | #DIV/0! | #DIV/0! | #DIV/0! | #DIV/0!
|  | 130 | 2618 | 567 |  |  |  | #DIV/0! | 427 |  |  | #DIV/0! | #DIV/0! | #DIV/0! | #DIV/0! | #DIV/0! | #DIV/0! | #DIV/0!
|  | 131 | 2617 | 567 |  |  |  | #DIV/0! | 427 |  |  | #DIV/0! | #DIV/0! | #DIV/0! | #DIV/0! | #DIV/0! | #DIV/0! | #DIV/0!
|  | 132 | 2616 | 567 |  |  |  | #DIV/0! | 427 |  |  | #DIV/0! | #DIV/0! | #DIV/0! | #DIV/0! | #DIV/0! | #DIV/0! | #DIV/0!
|  | 133 | 2615 | 567 |  |  |  | #DIV/0! | 427 |  |  | #DIV/0! | #DIV/0! | #DIV/0! | #DIV/0! | #DIV/0! | #DIV/0! | #DIV/0!
|  | 134 | 2614 | 567 |  |  |  | #DIV/0! | 427 |  |  | #DIV/0! | #DIV/0! | #DIV/0! | #DIV/0! | #DIV/0! | #DIV/0! | #DIV/0!
|  | 135 | 2613 | 567 |  |  |  | #DIV/0! | 427 |  |  | #DIV/0! | #DIV/0! | #DIV/0! | #DIV/0! | #DIV/0! | #DIV/0! | #DIV/0!
|  | 136 | 2612 | 567 |  |  |  | #DIV/0! | 427 |  |  | #DIV/0! | #DIV/0! | #DIV/0! | #DIV/0! | #DIV/0! | #DIV/0! | #DIV/0!
|  | 137 | 2611 | 567 |  |  |  | #DIV/0! | 427 |  |  | #DIV/0! | #DIV/0! | #DIV/0! | #DIV/0! | #DIV/0! | #DIV/0! | #DIV/0!
|  | 138 | 2610 | 567 |  |  |  | #DIV/0! | 427 |  |  | #DIV/0! | #DIV/0! | #DIV/0! | #DIV/0! | #DIV/0! | #DIV/0! | #DIV/0!
|  | 139 | 2609 | 567 |  |  |  | #DIV/0! | 427 |  |  | #DIV/0! | #DIV/0! | #DIV/0! | #DIV/0! | #DIV/0! | #DIV/0! | #DIV/0!
#DIV/0!
|  |  | Liegend |  |  |  |  | Stehend
|  |  | Spalten liegend | Module übereinander |  |  |  | Spalten stehend | Module übereinander
[15 empty] | Module |  | Fläche
Resultat |  |  | #DIV/0! | #DIV/0! | #DIV/0! | #DIV/0! |  | #DIV/0! | #DIV/0! | #DIV/0! | #DIV/0! |  |  |  | #DIV/0! |  | #DIV/0! | #DIV/0!
|  |  | 2 | 3 | 4 | 5 |  | 7 | 8 | 9 | 10 |  |  |  | 15 |  | 17
Finale Modulbelegung |  |  | #DIV/0! | #DIV/0! | #DIV/0! | #DIV/0! |  | #DIV/0! | #DIV/0! | #DIV/0! | #DIV/0!